## Notes
Spreadsheet to calculate the 2016 EDR adjustment that needs to included in CBECC-Res so that EDR ratings are similar between gas and electric homes for the same efficiency measures
Ken Nittler - 05/20/2016
These values can change as software or modeling rules change
They need to be loaded into CZClimateZonesBaselines.xlxs before export to .csv and build of CBECC-Res
They are calculated by doing prototype runs that exactly meeting the 2016 standards with EDR calcs enabled, then doing a run that switches to all electric heating, DHW and appliances
The adjustments are then a ratio of the Gas kTDV/ft2 values to the electric values. If electric kTDV/ft2 is zero, assign an adjustment of 1.0
Based on Martha Brook EDR Adjustment approach from March, 2016
Process
1. Run the 96 EDR files and get analysis results .csv
2. Copy analysis results .csv into data tab
3. Be sure to use weighted value for SF

## Results
Data!$A1:$Ik$500 | dataarray
Data!$B$1:$B$500 | filename
0.45 | Fraction of 2100ft2
ED9 | prefix
2100ft2 Prototype Lookups
| Heat |  | Cool |  | DHW |  | App |  | Adjustments
CSV Col | 215 | 215 | 216 | 216 | 219 | 219 | 221 | 221
CZ | NGas | Elec | NGas | Elec | NGas | Elec | NGas | Elec | Heat | Cool | DHW | App
01 | 44.22 | 52.35 | 0 | 0 | 17.36 | 45.27 | 18.7 | 32.37 | 0.8447 | 1 | 0.38348 | 0.5777
02 | 47.53 | 52.08 | 8.7 | 8.27 | 16.24 | 39.52 | 18.58 | 32.06 | 0.91263 | 1.052 | 0.41093 | 0.57954
03 | 40.86 | 40.72 | 0 | 0 | 16.25 | 41.74 | 18.67 | 32.29 | 1.0034 | 1 | 0.38931 | 0.5782
04 | 37.18 | 39.83 | 16.91 | 16.78 | 15.79 | 39.12 | 18.59 | 32.07 | 0.93347 | 1.0077 | 0.40363 | 0.57967
05 | 41.85 | 46.02 | 0 | 0 | 16.48 | 41.25 | 18.66 | 32.26 | 0.90939 | 1 | 0.39952 | 0.57843
06 | 16.64 | 16.47 | 6.62 | 6.26 | 15.38 | 34.12 | 18.3 | 31.23 | 1.0103 | 1.0575 | 0.45076 | 0.58598
07 | 7.18 | 6.64 | 2.71 | 2.41 | 14.97 | 34.17 | 18.43 | 31.81 | 1.0813 | 1.1245 | 0.4381 | 0.57938
08 | 12.52 | 11.83 | 30.21 | 29.43 | 14.98 | 33.75 | 18.14 | 30.76 | 1.0583 | 1.0265 | 0.44385 | 0.58973
09 | 17.01 | 16.64 | 49.18 | 48.28 | 14.99 | 33.83 | 18.1 | 30.67 | 1.0222 | 1.0186 | 0.4431 | 0.59015
10 | 18.83 | 19.33 | 54.78 | 53.75 | 14.93 | 31.3 | 18.12 | 30.78 | 0.97413 | 1.0192 | 0.477 | 0.58869
11 | 43.64 | 49.05 | 89.23 | 88.25 | 15.12 | 37.04 | 18.56 | 31.96 | 0.8897 | 1.0111 | 0.40821 | 0.58073
12 | 44.39 | 47.35 | 53.25 | 52.26 | 15.55 | 37.11 | 18.57 | 32 | 0.93749 | 1.0189 | 0.41902 | 0.58031
13 | 39.04 | 42.85 | 90.38 | 89.21 | 14.94 | 33.46 | 18.64 | 32.2 | 0.91109 | 1.0131 | 0.4465 | 0.57888
14 | 43.15 | 49.68 | 75.78 | 74.75 | 15.33 | 31.58 | 18.17 | 30.85 | 0.86856 | 1.0138 | 0.48543 | 0.58898
15 | 4.14 | 4.35 | 179.91 | 178.24 | 12.64 | 23.91 | 18.22 | 31.03 | 0.95172 | 1.0094 | 0.52865 | 0.58717
16 | 56.41 | 80.83 | 5.81 | 5.43 | 17.49 | 45.12 | 18.68 | 32.28 | 0.69788 | 1.07 | 0.38763 | 0.57869
2700ft2 Prototype Lookups | [13 empty] | Weighted SF
| Heat |  | Cool |  | DHW |  | App |  | Adjustments |  |  |  |  | Adjustments
CSV Col | 215 | 215 | 216 | 216 | 219 | 219 | 221 | 221
CZ | NGas | Elec | NGas | Elec | NGas | Elec | NGas | Elec | Heat | Cool | DHW | App |  | Heat | Cool | DHW | App
01 | 39.28 | 46.72 | 0 | 0 | 14.6 | 38.09 | 15.76 | 27.85 | 0.84075 | 1 | 0.3833 | 0.56589 |  | 0.84253 | 1 | 0.38338 | 0.5712
02 | 46.79 | 51.52 | 14.45 | 14.01 | 13.62 | 33.18 | 15.67 | 27.59 | 0.90819 | 1.0314 | 0.41049 | 0.56796 |  | 0.91019 | 1.0407 | 0.41069 | 0.57317
03 | 38.86 | 38.97 | 0 | 0 | 13.64 | 34.26 | 15.73 | 27.78 | 0.99718 | 1 | 0.39813 | 0.56623 |  | 0.99999 | 1 | 0.39416 | 0.57162
04 | 36.96 | 40.12 | 22 | 22.24 | 13.24 | 32.37 | 15.67 | 27.59 | 0.92124 | 0.98921 | 0.40902 | 0.56796 |  | 0.92674 | 0.99755 | 0.40659 | 0.57323
05 | 39.65 | 43.73 | 0 | 0 | 13.84 | 34.07 | 15.73 | 27.75 | 0.9067 | 1 | 0.40622 | 0.56685 |  | 0.90791 | 1 | 0.4032 | 0.57206
06 | 16.68 | 16.48 | 8.77 | 8.47 | 12.89 | 28.87 | 15.43 | 26.87 | 1.0121 | 1.0354 | 0.44648 | 0.57425 |  | 1.0113 | 1.0454 | 0.44841 | 0.57952
07 | 6.94 | 6.4 | 4.68 | 4.37 | 12.55 | 28.88 | 15.54 | 27.37 | 1.0844 | 1.0709 | 0.43456 | 0.56777 |  | 1.083 | 1.095 | 0.43615 | 0.573
08 | 12.85 | 12.11 | 33.87 | 33.24 | 12.54 | 26.24 | 15.3 | 26.46 | 1.0611 | 1.019 | 0.4779 | 0.57823 |  | 1.0599 | 1.0224 | 0.46258 | 0.5834
09 | 17.72 | 17.24 | 54.02 | 53.27 | 12.54 | 26.29 | 15.26 | 26.39 | 1.0278 | 1.0141 | 0.47699 | 0.57825 |  | 1.0253 | 1.0161 | 0.46174 | 0.58361
10 | 19.94 | 20.34 | 60.31 | 59.43 | 12.49 | 26.47 | 15.28 | 26.48 | 0.98033 | 1.0148 | 0.47185 | 0.57704 |  | 0.97754 | 1.0168 | 0.47417 | 0.58228
11 | 45.44 | 50.96 | 95.75 | 94.91 | 12.66 | 27.5 | 15.64 | 27.5 | 0.89168 | 1.0089 | 0.46036 | 0.56873 |  | 0.89079 | 1.0099 | 0.43689 | 0.57413
12 | 45.09 | 48.19 | 59.71 | 59.05 | 13.03 | 30.13 | 15.65 | 27.53 | 0.93567 | 1.0112 | 0.43246 | 0.56847 |  | 0.93649 | 1.0147 | 0.42641 | 0.5738
13 | 41.35 | 45.16 | 96.27 | 95.27 | 12.5 | 29.86 | 15.71 | 27.7 | 0.91563 | 1.0105 | 0.41862 | 0.56715 |  | 0.91359 | 1.0117 | 0.43117 | 0.57243
14 | 45.23 | 51.79 | 81.23 | 80.36 | 12.83 | 27.1 | 15.32 | 26.54 | 0.87333 | 1.0108 | 0.47343 | 0.57724 |  | 0.87119 | 1.0122 | 0.47883 | 0.58252
15 | 6.33 | 6.32 | 182.32 | 180.92 | 10.51 | 19.99 | 15.36 | 26.7 | 1.0016 | 1.0077 | 0.52576 | 0.57528 |  | 0.97915 | 1.0085 | 0.52706 | 0.58063
16 | 56.45 | 81.05 | 9.36 | 9.02 | 14.7 | 39.44 | 15.74 | 27.78 | 0.69648 | 1.0377 | 0.37272 | 0.56659 |  | 0.69711 | 1.0522 | 0.37943 | 0.57204
6960ft2 Prototype Lookups | [13 empty] | 2019 Current Data | [8 empty] | Last
| Heat |  | Cool |  | DHW |  | App |  | Adjustments |  |  |  |  | Rounded for pasting into CAClimateZoneBaselines.xlxs
CSV Col | 215 | 215 | 216 | 216 | 219 | 219 | 221 | 221 | [5 empty] | SF |  |  |  | MF |  |  |  |  | SF |  |  |  | MF
CZ | NGas | Elec | NGas | Elec | NGas | Elec | NGas | Elec | Heat | Cool | DHW | App |  | Heating | Cooling* | DHW | Appliance | Heating | Cooling* | DHW | Appliance |  | Heating | Cooling* | DHW | Appliance | Heating | Cooling* | DHW | Appliance
01 | 26.16 | 31.48 | 0 | 0 | 34.71 | 82.84 | 34.82 | 62.52 | 0.831 | 1 | 0.419 | 0.55694 | 1 | 0.84 | 1 | 0.38 | 0.57 | 0.83 | 1 | 0.42 | 0.56 | 1 | 0.84 | 1 | 0.38 | 0.57 | 0.83 | 1 | 0.42 | 0.56
02 | 31.78 | 35.64 | 20.67 | 21.61 | 32.6 | 72 | 34.59 | 61.93 | 0.89169 | 0.9565 | 0.45278 | 0.55853 | 2 | 0.91 | 1.04 | 0.41 | 0.57 | 0.89 | 0.96 | 0.45 | 0.56 | 2 | 0.91 | 1.04 | 0.41 | 0.57 | 0.89 | 0.96 | 0.45 | 0.56
03 | 25.24 | 25 | 1.98 | 2.09 | 32.63 | 75.48 | 34.76 | 62.36 | 1.0096 | 0.94737 | 0.4323 | 0.55741 | 3 | 1 | 1 | 0.39 | 0.57 | 1.01 | 0.95 | 0.43 | 0.56 | 3 | 1 | 1 | 0.39 | 0.57 | 1.01 | 0.95 | 0.43 | 0.56
04 | 24.05 | 26.41 | 29.63 | 31.23 | 31.76 | 70.25 | 34.6 | 61.94 | 0.91064 | 0.94877 | 0.4521 | 0.55861 | 4 | 0.93 | 1 | 0.41 | 0.57 | 0.91 | 0.95 | 0.45 | 0.56 | 4 | 0.93 | 1 | 0.41 | 0.57 | 0.91 | 0.95 | 0.45 | 0.56
05 | 24.71 | 27.27 | 0.18 | 0.26 | 33.07 | 76.04 | 34.74 | 62.3 | 0.90612 | 0.69231 | 0.4349 | 0.55762 | 5 | 0.91 | 1 | 0.4 | 0.57 | 0.91 | 0.69 | 0.43 | 0.56 | 5 | 0.91 | 1 | 0.4 | 0.57 | 0.91 | 0.69 | 0.43 | 0.56
06 | 8.38 | 8.4 | 15.62 | 16.56 | 31.02 | 62.77 | 33.97 | 60.33 | 0.99762 | 0.94324 | 0.49419 | 0.56307 | 6 | 1.01 | 1.05 | 0.45 | 0.58 | 1 | 0.94 | 0.49 | 0.56 | 6 | 1.01 | 1.05 | 0.45 | 0.58 | 1 | 0.94 | 0.49 | 0.56
07 | 2.19 | 1.8 | 11.75 | 12.57 | 30.25 | 63.4 | 34.31 | 61.44 | 1.2167 | 0.93477 | 0.47713 | 0.55843 | 7 | 1.08 | 1.1 | 0.44 | 0.57 | 1.22 | 0.93 | 0.48 | 0.56 | 7 | 1.08 | 1.1 | 0.44 | 0.57 | 1.22 | 0.93 | 0.48 | 0.56
08 | 6.06 | 5.68 | 41.11 | 42.24 | 30.28 | 59.15 | 33.64 | 59.43 | 1.0669 | 0.97325 | 0.51192 | 0.56604 | 8 | 1.06 | 1.02 | 0.46 | 0.58 | 1.07 | 0.97 | 0.51 | 0.57 | 8 | 1.06 | 1.02 | 0.46 | 0.58 | 1.07 | 0.97 | 0.51 | 0.57
09 | 9.75 | 9.59 | 59.69 | 60.88 | 30.29 | 57.54 | 33.55 | 59.26 | 1.0167 | 0.98045 | 0.52642 | 0.56615 | 9 | 1.03 | 1.02 | 0.46 | 0.58 | 1.02 | 0.98 | 0.53 | 0.57 | 9 | 1.03 | 1.02 | 0.46 | 0.58 | 1.02 | 0.98 | 0.53 | 0.57
10 | 11.09 | 11.63 | 65.73 | 67.02 | 30.18 | 58.71 | 33.58 | 59.45 | 0.95357 | 0.98075 | 0.51405 | 0.56484 | 10 | 0.98 | 1.02 | 0.47 | 0.58 | 0.95 | 0.98 | 0.51 | 0.56 | 10 | 0.98 | 1.02 | 0.47 | 0.58 | 0.95 | 0.98 | 0.51 | 0.56
11 | 31.14 | 35.59 | 97.74 | 99.05 | 30.51 | 63.83 | 34.53 | 61.74 | 0.87496 | 0.98677 | 0.47799 | 0.55928 | 11 | 0.89 | 1.01 | 0.44 | 0.57 | 0.87 | 0.99 | 0.48 | 0.56 | 11 | 0.89 | 1.01 | 0.44 | 0.57 | 0.87 | 0.99 | 0.48 | 0.56
12 | 30.96 | 33.7 | 64.85 | 66.14 | 31.31 | 67.98 | 34.56 | 61.81 | 0.91869 | 0.9805 | 0.46058 | 0.55913 | 12 | 0.94 | 1.01 | 0.43 | 0.57 | 0.92 | 0.98 | 0.46 | 0.56 | 12 | 0.94 | 1.01 | 0.43 | 0.57 | 0.92 | 0.98 | 0.46 | 0.56
13 | 27.98 | 31.32 | 99.13 | 100.53 | 30.16 | 66.52 | 34.7 | 62.19 | 0.89336 | 0.98607 | 0.4534 | 0.55797 | 13 | 0.91 | 1.01 | 0.43 | 0.57 | 0.89 | 0.99 | 0.45 | 0.56 | 13 | 0.91 | 1.01 | 0.43 | 0.57 | 0.89 | 0.99 | 0.45 | 0.56
14 | 31.08 | 36.48 | 83.41 | 84.65 | 30.89 | 60.34 | 33.7 | 59.6 | 0.85197 | 0.98535 | 0.51193 | 0.56544 | 14 | 0.87 | 1.01 | 0.48 | 0.58 | 0.85 | 0.99 | 0.51 | 0.57 | 14 | 0.87 | 1.01 | 0.48 | 0.58 | 0.85 | 0.99 | 0.51 | 0.57
15 | 2.89 | 3.03 | 179.41 | 181.25 | 25.95 | 44.22 | 33.8 | 59.94 | 0.9538 | 0.98985 | 0.58684 | 0.5639 | 15 | 0.98 | 1.01 | 0.53 | 0.58 | 0.95 | 0.99 | 0.59 | 0.56 | 15 | 0.98 | 1.01 | 0.53 | 0.58 | 0.95 | 0.99 | 0.59 | 0.56
16 | 40.91 | 61.34 | 14.9 | 15.64 | 34.92 | 79.21 | 34.76 | 62.34 | 0.66694 | 0.95269 | 0.44085 | 0.55759 | 16 | 0.7 | 1.05 | 0.38 | 0.57 | 0.67 | 0.95 | 0.44 | 0.56 | 16 | 0.7 | 1.05 | 0.38 | 0.57 | 0.67 | 0.95 | 0.44 | 0.56
[13 empty] | Ave | 0.94 | 1.0219 | 0.435 | 0.57375 | 0.935 | 0.9525 | 0.47687 | 0.56188 | Ave | 0.94 | 1.0219 | 0.435 | 0.57375 | 0.935 | 0.9525 | 0.47687 | 0.56188
[14 empty] | Difference | [8 empty] | Percent Difference
[14 empty] | (Last - Current) | [8 empty] | (Last - Current)/Last
[14 empty] | SF |  |  |  | MF |  |  |  |  | SF |  |  |  | MF
[14 empty] | Heating | Cooling* | DHW | Appliance | Heating | Cooling* | DHW | Appliance |  | Heating | Cooling* | DHW | Appliance | Heating | Cooling* | DHW | Appliance
[13 empty] | 1 | 0 | 0 | 0 | 0 | 0 | 0 | 0 | 0 | 1 | 0% | 0% | 0% | 0% | 0% | 0% | 0% | 0%
[13 empty] | 2 | 0 | 0 | 0 | 0 | 0 | 0 | 0 | 0 | 2 | 0% | 0% | 0% | 0% | 0% | 0% | 0% | 0%
[13 empty] | 3 | 0 | 0 | 0 | 0 | 0 | 0 | 0 | 0 | 3 | 0% | 0% | 0% | 0% | 0% | 0% | 0% | 0%
[13 empty] | 4 | 0 | 0 | 0 | 0 | 0 | 0 | 0 | 0 | 4 | 0% | 0% | 0% | 0% | 0% | 0% | 0% | 0%
[13 empty] | 5 | 0 | 0 | 0 | 0 | 0 | 0 | 0 | 0 | 5 | 0% | 0% | 0% | 0% | 0% | 0% | 0% | 0%
[13 empty] | 6 | 0 | 0 | 0 | 0 | 0 | 0 | 0 | 0 | 6 | 0% | 0% | 0% | 0% | 0% | 0% | 0% | 0%
[13 empty] | 7 | 0 | 0 | 0 | 0 | 0 | 0 | 0 | 0 | 7 | 0% | 0% | 0% | 0% | 0% | 0% | 0% | 0%
[13 empty] | 8 | 0 | 0 | 0 | 0 | 0 | 0 | 0 | 0 | 8 | 0% | 0% | 0% | 0% | 0% | 0% | 0% | 0%
[13 empty] | 9 | 0 | 0 | 0 | 0 | 0 | 0 | 0 | 0 | 9 | 0% | 0% | 0% | 0% | 0% | 0% | 0% | 0%
[13 empty] | 10 | 0 | 0 | 0 | 0 | 0 | 0 | 0 | 0 | 10 | 0% | 0% | 0% | 0% | 0% | 0% | 0% | 0%
[13 empty] | 11 | 0 | 0 | 0 | 0 | 0 | 0 | 0 | 0 | 11 | 0% | 0% | 0% | 0% | 0% | 0% | 0% | 0%
[13 empty] | 12 | 0 | 0 | 0 | 0 | 0 | 0 | 0 | 0 | 12 | 0% | 0% | 0% | 0% | 0% | 0% | 0% | 0%
[13 empty] | 13 | 0 | 0 | 0 | 0 | 0 | 0 | 0 | 0 | 13 | 0% | 0% | 0% | 0% | 0% | 0% | 0% | 0%
[13 empty] | 14 | 0 | 0 | 0 | 0 | 0 | 0 | 0 | 0 | 14 | 0% | 0% | 0% | 0% | 0% | 0% | 0% | 0%
[13 empty] | 15 | 0 | 0 | 0 | 0 | 0 | 0 | 0 | 0 | 15 | 0% | 0% | 0% | 0% | 0% | 0% | 0% | 0%
[13 empty] | 16 | 0 | 0 | 0 | 0 | 0 | 0 | 0 | 0 | 16 | 0% | 0% | 0% | 0% | 0% | 0% | 0% | 0%
[13 empty] | Ave | 0 | 0 | 0 | 0 | 0 | 0 | 0 | 0 | Ave | 0% | 0% | 0% | 0% | 0% | 0% | 0% | 0%
Cooling* values are not used as cooling is all electric

## DataLast
2016-07-18 10:42 | 862r595 | EDR | 96 | 0 |  |  | Proposed Model Site Electric Use | [9 empty] | Proposed Model Site Natural Gas Use | [9 empty] | Proposed Model Site Other Fuel Use | [9 empty] | Proposed Model TDV | [11 empty] | Standard Model Site Electric Use | [9 empty] | Standard Model Site Natural Gas Use | [9 empty] | Standard Model Site Other Fuel Use | [9 empty] | Standard Model TDV | [10 empty] | Software Versions |  |  |  | Proposed Model Electric Demand | [10 empty] | Standard Model Electric Demand | [10 empty] | Savings Results |  |  |  | CAHP-SF / CAHP-MF / CMFNH Results | [8 empty] | Proposed Design Rating Model Site Electric Use | [10 empty] | Proposed Design Rating Model Site Natural Gas Use | [9 empty] | Proposed Design Rating Model Site Other Fuel Use | [9 empty] | Proposed Design Rating Model TDV | [10 empty] | Proposed Design Rating Model Electric Demand | [10 empty] | Reference Design Rating Model Site Electric Use | [9 empty] | Reference Design Rating Model Site Natural Gas Use | [9 empty] | Reference Design Rating Model Site Other Fuel Use | [9 empty] | Reference Design Rating Model TDV | [9 empty] | Reference Design Rating Model Electric Demand | [9 empty] | Energy Design Ratings
| Project |  |  | Pass / | Compliance | Design | Spc Heat | Spc Cool | IAQ Vent | Other HVAC | Wtr Heat | Ins Light | Appl & Cook | Plug Lds | Exterior | TOTAL | Spc Heat | Spc Cool | IAQ Vent | Other HVAC | Wtr Heat | Ins Light | Appl & Cook | Plug Lds | Exterior | TOTAL | Spc Heat | Spc Cool | IAQ Vent | Other HVAC | Wtr Heat | Ins Light | Appl & Cook | Plug Lds | Exterior | TOTAL | Spc Heat | Spc Cool | IAQ Vent | Other HVAC | Wtr Heat | PV Credit | Ins Light | Appl & Cook | Plug Lds | Exterior | TOTAL | Comp Total | Spc Heat | Spc Cool | IAQ Vent | Other HVAC | Wtr Heat | Ins Light | Appl & Cook | Plug Lds | Exterior | TOTAL | Spc Heat | Spc Cool | IAQ Vent | Other HVAC | Wtr Heat | Ins Light | Appl & Cook | Plug Lds | Exterior | TOTAL | Spc Heat | Spc Cool | IAQ Vent | Other HVAC | Wtr Heat | Ins Light | Appl & Cook | Plug Lds | Exterior | TOTAL | Spc Heat | Spc Cool | IAQ Vent | Other HVAC | Wtr Heat | Ins Light | Appl & Cook | Plug Lds | Exterior | TOTAL | Comp Total | Compliance |  |  | End User | Spc Heat | Spc Cool | IAQ Vent | Other HVAC | Wtr Heat | Ins Light | Appl & Cook | Plug Lds | Exterior | TOTAL | Comp Total | Spc Heat | Spc Cool | IAQ Vent | Other HVAC | Wtr Heat | Ins Light | Appl & Cook | Plug Lds | Exterior | TOTAL | Comp Total | Total Demand | Compliance Demand | Total TDV | Compliance TDV | Zero Energy Ready Kicker | Future Code Kicker | High Efficacy Licker | Low Use Kicker | Ultra Low Use Kicker | Initial Score | Initial Incentive | Final Score | Final Incentive | Spc Heat | Spc Cool | IAQ Vent | Other HVAC | Wtr Heat | PV | Ins Light | Appl & Cook | Plug Lds | Exterior | TOTAL | Spc Heat | Spc Cool | IAQ Vent | Other HVAC | Wtr Heat | Ins Light | Appl & Cook | Plug Lds | Exterior | TOTAL | Spc Heat | Spc Cool | IAQ Vent | Other HVAC | Wtr Heat | Ins Light | Appl & Cook | Plug Lds | Exterior | TOTAL | Spc Heat | Spc Cool | IAQ Vent | Other HVAC | Wtr Heat | PV Credit | Ins Light | Appl & Cook | Plug Lds | Exterior | TOTAL | Spc Heat | Spc Cool | IAQ Vent | Other HVAC | Wtr Heat | PV | Ins Light | Appl & Cook | Plug Lds | Exterior | TOTAL | Spc Heat | Spc Cool | IAQ Vent | Other HVAC | Wtr Heat | Ins Light | Appl & Cook | Plug Lds | Exterior | TOTAL | Spc Heat | Spc Cool | IAQ Vent | Other HVAC | Wtr Heat | Ins Light | Appl & Cook | Plug Lds | Exterior | TOTAL | Spc Heat | Spc Cool | IAQ Vent | Other HVAC | Wtr Heat | Ins Light | Appl & Cook | Plug Lds | Exterior | TOTAL | Spc Heat | Spc Cool | IAQ Vent | Other HVAC | Wtr Heat | Ins Light | Appl & Cook | Plug Lds | Exterior | TOTAL | Spc Heat | Spc Cool | IAQ Vent | Other HVAC | Wtr Heat | Ins Light | Appl & Cook | Plug Lds | Exterior | TOTAL | Excluding | Only | Standard
Run Date/Time | Path/File | Run Title | Analysis Type | Fail | Margin | Rating | (kWh) | (kWh) | (kWh) | (kWh) | (kWh) | (kWh) | (kWh) | (kWh) | (kWh) | (kWh) | (Therms) | (Therms) | (Therms) | (Therms) | (Therms) | (Therms) | (Therms) | (Therms) | (Therms) | (Therms) | (MMBtu) | (MMBtu) | (MMBtu) | (MMBtu) | (MMBtu) | (MMBtu) | (MMBtu) | (MMBtu) | (MMBtu) | (MMBtu) | (kTDV/ft2-yr) | (kTDV/ft2-yr) | (kTDV/ft2-yr) | (kTDV/ft2-yr) | (kTDV/ft2-yr) | (kTDV/ft2-yr) | (kTDV/ft2-yr) | (kTDV/ft2-yr) | (kTDV/ft2-yr) | (kTDV/ft2-yr) | (kTDV/ft2-yr) | (kTDV/ft2-yr) | (kWh) | (kWh) | (kWh) | (kWh) | (kWh) | (kWh) | (kWh) | (kWh) | (kWh) | (kWh) | (Therms) | (Therms) | (Therms) | (Therms) | (Therms) | (Therms) | (Therms) | (Therms) | (Therms) | (Therms) | (MMBtu) | (MMBtu) | (MMBtu) | (MMBtu) | (MMBtu) | (MMBtu) | (MMBtu) | (MMBtu) | (MMBtu) | (MMBtu) | (kTDV/ft2-yr) | (kTDV/ft2-yr) | (kTDV/ft2-yr) | (kTDV/ft2-yr) | (kTDV/ft2-yr) | (kTDV/ft2-yr) | (kTDV/ft2-yr) | (kTDV/ft2-yr) | (kTDV/ft2-yr) | (kTDV/ft2-yr) | (kTDV/ft2-yr) | Ruleset | CSE | CEC DHW | Application | (kW) | (kW) | (kW) | (kW) | (kW) | (kW) | (kW) | (kW) | (kW) | (kW) | (kW) | (kW) | (kW) | (kW) | (kW) | (kW) | (kW) | (kW) | (kW) | (kW) | (kW) | (kW) | (kW) | (kW) | (%) | (%) | (0 or 5) | (0 or 3) | (0 or 5) | (0 or 5) | (0 or 5) | (int) | ($) | (int) | ($) | (kWh) | (kWh) | (kWh) | (kWh) | (kWh) | (kWh) | (kWh) | (kWh) | (kWh) | (kWh) | (kWh) | (Therms) | (Therms) | (Therms) | (Therms) | (Therms) | (Therms) | (Therms) | (Therms) | (Therms) | (Therms) | (MMBtu) | (MMBtu) | (MMBtu) | (MMBtu) | (MMBtu) | (MMBtu) | (MMBtu) | (MMBtu) | (MMBtu) | (MMBtu) | (kTDV/ft2-yr) | (kTDV/ft2-yr) | (kTDV/ft2-yr) | (kTDV/ft2-yr) | (kTDV/ft2-yr) | (kTDV/ft2-yr) | (kTDV/ft2-yr) | (kTDV/ft2-yr) | (kTDV/ft2-yr) | (kTDV/ft2-yr) | (kTDV/ft2-yr) | (kW) | (kW) | (kW) | (kW) | (kW) | (kW) | (kW) | (kW) | (kW) | (kW) | (kW) | (kWh) | (kWh) | (kWh) | (kWh) | (kWh) | (kWh) | (kWh) | (kWh) | (kWh) | (kWh) | (Therms) | (Therms) | (Therms) | (Therms) | (Therms) | (Therms) | (Therms) | (Therms) | (Therms) | (Therms) | (MMBtu) | (MMBtu) | (MMBtu) | (MMBtu) | (MMBtu) | (MMBtu) | (MMBtu) | (MMBtu) | (MMBtu) | (MMBtu) | (kTDV/ft2-yr) | (kTDV/ft2-yr) | (kTDV/ft2-yr) | (kTDV/ft2-yr) | (kTDV/ft2-yr) | (kTDV/ft2-yr) | (kTDV/ft2-yr) | (kTDV/ft2-yr) | (kTDV/ft2-yr) | (kTDV/ft2-yr) | (kW) | (kW) | (kW) | (kW) | (kW) | (kW) | (kW) | (kW) | (kW) | (kW) | PV | PV | Design
2016-07-18 10:42 | EDR_CZ01_2100_ELEC | CZ01 PS21 BD02 BQ01 BW02 BA05 BF02 BH15 BC01 | Proposed and Standard | FAIL | -12.25 | 81.5572 | 4128.19 | 0 | 111.69 | 0 | 3043.04 | 505.557 | 1962.04 | 2025.88 | 119.621 | 11896 | 0 | 0 | 0 | 0 | 0 | 0 | 0 | 0 | 0 | 0 | 0 | 0 | 0 | 0 | 0 | 0 | 0 | 0 | 0 | 0 | 53.55 | 0 | 1.49 | 0 | 43.03 | 0 | 7.96 | 27.59 | 28.26 | 1.74 | 163.62 | 98.07 | 4097.1 | 0 | 111.69 | 0 | 0 | 505.557 | 1961.36 | 2025.88 | 119.621 | 8821.21 | 0 | 0 | 0 | 0 | 0 | 0 | 0 | 0 | 0 | 0 | 0 | 0 | 0 | 0 | 14.6687 | 0 | 0 | 0 | 0 | 14.6687 | 53.16 | 0 | 1.49 | 0 | 31.17 | 7.96 | 27.58 | 28.26 | 1.74 | 151.36 | 85.82 | CA Residential 2019, Vers. 1.0 | CSE 0.811 EXE |  | MPCBECC | 2.2263e-08 | 0 | 0.012754 | 0 | 0.24425 | 0.074916 | 0.27583 | 0.25847 | 0.010531 | 0.87675 | 0.25701 | 2.2342e-08 | 0 | 0.012754 | 0 | 0 | 0.074916 | 0.27576 | 0.25847 | 0.010531 | 0.63243 | 0.012754 | -0.24432 | -0.24425 | -8.0999 | -14.2741 | [9 empty] | 4128.19 | 0 | 111.69 | 0 | 3043.04 | 0 | 505.557 | 1962.04 | 2025.88 | 119.621 | 11896 | 0 | 0 | 0 | 0 | 0 | 0 | 0 | 0 | 0 | 0 | 0 | 0 | 0 | 0 | 0 | 0 | 0 | 0 | 0 | 0 | 53.55 | 0 | 1.49 | 0 | 43.03 | 0 | 7.96 | 27.59 | 28.26 | 1.74 | 163.62 | 2.2263e-08 | 0 | 0.012754 | 0 | 0.24425 | 0 | 0.074916 | 0.27583 | 0.25847 | 0.010531 | 0.87675 | 3727.68 | 0 | 111.69 | 0 | 3172.44 | 2135 | 2349 | 2531 | 297.5 | 14324.3 | 0 | 0 | 0 | 0 | 0 | 0 | 0 | 0 | 0 | 0 | 0 | 0 | 0 | 0 | 0 | 0 | 0 | 0 | 0 | 0 | 48.4 | 0 | 1.49 | 0 | 45.19 | 33.22 | 32.37 | 35.36 | 4.59 | 200.62 | 3.6785e-08 | 0 | 0.012754 | 0 | 0.30889 | 0.3358 | 0.29977 | 0.33715 | 0.0041461 | 1.2985 | 81.5572 | 0 | 75.4461
2016-07-18 10:42 | EDR_CZ01_2100_NGAS | CZ01 PS21 BD02 BQ01 BW02 BA05 BF02 BH14 BC01 | Proposed and Standard | PASS | 0 | 62.7395 | 315.67 | 0 | 111.69 | 0 | 0 | 505.557 | 888.183 | 2025.88 | 119.621 | 3966.6 | 367.616 | 0 | 0 | 0 | 146.687 | 0 | 43.5155 | 0 | 0 | 557.818 | 0 | 0 | 0 | 0 | 0 | 0 | 0 | 0 | 0 | 0 | 41.23 | 0 | 1.49 | 0 | 13.88 | 0 | 7.96 | 16.66 | 28.26 | 1.74 | 111.22 | 56.6 | 315.669 | 0 | 111.69 | 0 | 0 | 505.557 | 888.183 | 2025.88 | 119.621 | 3966.6 | 367.614 | 0 | 0 | 0 | 146.687 | 0 | 43.5155 | 0 | 0 | 557.816 | 0 | 0 | 0 | 0 | 0 | 0 | 0 | 0 | 0 | 0 | 41.23 | 0 | 1.49 | 0 | 13.88 | 7.96 | 16.66 | 28.26 | 1.74 | 111.22 | 56.6 | CA Residential 2019, Vers. 1.0 | CSE 0.811 EXE |  | MPCBECC | 1.3121e-09 | 0 | 0.012754 | 0 | 0 | 0.074916 | 0.13228 | 0.25847 | 0.010531 | 0.48895 | 0.012754 | 1.3121e-09 | 0 | 0.012754 | 0 | 0 | 0.074916 | 0.13228 | 0.25847 | 0.010531 | 0.48895 | 0.012754 | 0 | 0 | 0 | 0 | [9 empty] | 315.67 | 0 | 111.69 | 0 | 0 | 0 | 505.557 | 888.183 | 2025.88 | 119.621 | 3966.6 | 367.616 | 0 | 0 | 0 | 146.687 | 0 | 43.5155 | 0 | 0 | 557.818 | 0 | 0 | 0 | 0 | 0 | 0 | 0 | 0 | 0 | 0 | 41.23 | 0 | 1.49 | 0 | 13.88 | 0 | 7.96 | 16.66 | 28.26 | 1.74 | 111.22 | 1.3121e-09 | 0 | 0.012754 | 0 | 0 | 0 | 0.074916 | 0.13228 | 0.25847 | 0.010531 | 0.48895 | 419.19 | 0 | 111.69 | 0 | 0 | 2135 | 930.001 | 2637.81 | 297.5 | 6531.19 | 348.88 | 0 | 0 | 0 | 199.218 | 0 | 65.4 | 0 | 0 | 613.498 | 0 | 0 | 0 | 0 | 0 | 0 | 0 | 0 | 0 | 0 | 40.54 | 0 | 1.49 | 0 | 18.85 | 33.22 | 18.7 | 36.86 | 4.59 | 154.25 | 1.8028e-09 | 0 | 0.012754 | 0 | 0 | 0.3358 | 0.11074 | 0.35138 | 0.0041461 | 0.81482 | 62.7395 | 0 | 62.7395
2016-07-18 10:42 | EDR_CZ01_2700_ELEC | CZ01 PS27 BD02 BQ01 BW02 BA05 BF02 BH15 BC01 | Proposed and Standard | FAIL | -9.24 | 73.9616 | 3945.86 | 0 | 141.255 | 0 | 3395.05 | 615.745 | 2082.82 | 2371.31 | 151.515 | 12703.6 | 0 | 0 | 0 | 0 | 0 | 0 | 0 | 0 | 0 | 0 | 0 | 0 | 0 | 0 | 0 | 0 | 0 | 0 | 0 | 0 | 39.67 | 0 | 1.46 | 0 | 36.48 | 0 | 7.54 | 21.86 | 25.72 | 1.71 | 134.44 | 77.61 | 3940.57 | 0 | 141.255 | 0 | 0 | 615.745 | 2081.85 | 2371.31 | 151.515 | 9302.24 | 0 | 0 | 0 | 0 | 0 | 0 | 0 | 0 | 0 | 0 | 0 | 0 | 0 | 0 | 16.5479 | 0 | 0 | 0 | 0 | 16.5479 | 39.62 | 0 | 1.46 | 0 | 27.29 | 7.54 | 21.85 | 25.72 | 1.71 | 125.19 | 68.37 | CA Residential 2019, Vers. 1.0 | CSE 0.811 EXE |  | MPCBECC | 2.1406e-08 | 0 | 0.01613 | 0 | 0.3078 | 0.091244 | 0.22623 | 0.30219 | 0.013338 | 0.95693 | 0.32393 | 2.1406e-08 | 0 | 0.01613 | 0 | 0 | 0.091244 | 0.22612 | 0.30219 | 0.013338 | 0.64902 | 0.01613 | -0.3079 | -0.3078 | -7.3888 | -13.5147 | [9 empty] | 3945.86 | 0 | 141.255 | 0 | 3395.05 | 0 | 615.745 | 2082.82 | 2371.31 | 151.515 | 12703.6 | 0 | 0 | 0 | 0 | 0 | 0 | 0 | 0 | 0 | 0 | 0 | 0 | 0 | 0 | 0 | 0 | 0 | 0 | 0 | 0 | 39.67 | 0 | 1.46 | 0 | 36.48 | 0 | 7.54 | 21.86 | 25.72 | 1.71 | 134.44 | 2.1406e-08 | 0 | 0.01613 | 0 | 0.3078 | 0 | 0.091244 | 0.22623 | 0.30219 | 0.013338 | 0.95693 | 4449.32 | 0 | 141.255 | 0 | 3525.39 | 2615 | 2596 | 3146.01 | 327.5 | 16800.5 | 0 | 0 | 0 | 0 | 0 | 0 | 0 | 0 | 0 | 0 | 0 | 0 | 0 | 0 | 0 | 0 | 0 | 0 | 0 | 0 | 44.77 | 0 | 1.46 | 0 | 37.92 | 31.65 | 27.85 | 34.19 | 3.93 | 181.77 | 3.6042e-08 | 0 | 0.01613 | 0 | 0.37478 | 0.4113 | 0.33233 | 0.41908 | 0.0045642 | 1.5582 | 73.9616 | 0 | 68.8727
2016-07-18 10:42 | EDR_CZ01_2700_NGAS | CZ01 PS27 BD02 BQ01 BW02 BA05 BF02 BH14 BC01 | Proposed and Standard | PASS | 0 | 57.8577 | 302.538 | 0 | 141.255 | 0 | 0 | 615.745 | 974.349 | 2371.31 | 151.515 | 4556.71 | 352.323 | 0 | 0 | 0 | 165.479 | 0 | 45.1978 | 0 | 0 | 562.999 | 0 | 0 | 0 | 0 | 0 | 0 | 0 | 0 | 0 | 0 | 30.92 | 0 | 1.46 | 0 | 12.12 | 0 | 7.54 | 13.77 | 25.72 | 1.71 | 93.24 | 44.5 | 302.537 | 0 | 141.255 | 0 | 0 | 615.745 | 974.349 | 2371.31 | 151.515 | 4556.71 | 352.322 | 0 | 0 | 0 | 165.479 | 0 | 45.1978 | 0 | 0 | 562.999 | 0 | 0 | 0 | 0 | 0 | 0 | 0 | 0 | 0 | 0 | 30.92 | 0 | 1.46 | 0 | 12.12 | 7.54 | 13.77 | 25.72 | 1.71 | 93.24 | 44.5 | CA Residential 2019, Vers. 1.0 | CSE 0.811 EXE |  | MPCBECC | 9.8222e-14 | 0 | 0.01613 | 0 | 0 | 0.091244 | 0.1288 | 0.30219 | 0.013338 | 0.5517 | 0.01613 | 9.8224e-14 | 0 | 0.01613 | 0 | 0 | 0.091244 | 0.1288 | 0.30219 | 0.013338 | 0.5517 | 0.01613 | 0 | 0 | 0 | 0 | [9 empty] | 302.538 | 0 | 141.255 | 0 | 0 | 0 | 615.745 | 974.349 | 2371.31 | 151.515 | 4556.71 | 352.323 | 0 | 0 | 0 | 165.479 | 0 | 45.1978 | 0 | 0 | 562.999 | 0 | 0 | 0 | 0 | 0 | 0 | 0 | 0 | 0 | 0 | 30.92 | 0 | 1.46 | 0 | 12.12 | 0 | 7.54 | 13.77 | 25.72 | 1.71 | 93.24 | 9.8222e-14 | 0 | 0.01613 | 0 | 0 | 0 | 0.091244 | 0.1288 | 0.30219 | 0.013338 | 0.5517 | 498.408 | 0 | 141.255 | 0 | 0 | 2615 | 989.001 | 3267.2 | 327.5 | 7838.36 | 414.811 | 0 | 0 | 0 | 216.725 | 0 | 73.4 | 0 | 0 | 704.936 | 0 | 0 | 0 | 0 | 0 | 0 | 0 | 0 | 0 | 0 | 37.58 | 0 | 1.46 | 0 | 15.88 | 31.65 | 15.76 | 35.51 | 3.93 | 141.77 | 1.6235e-09 | 0 | 0.01613 | 0 | 0 | 0.4113 | 0.11826 | 0.43522 | 0.0045642 | 0.98547 | 57.8577 | 0 | 57.8577
2016-07-18 10:42 | EDR_CZ01_6960_ELEC | CZ01 PS69 BD02 BQ01 BW02 BA05 BF02 BH15 BC01 | Proposed and Standard | FAIL | -25.25 | 87.3692 | 7005.61 | 5.652 | 785.772 | 0 | 18303.4 | 2033.7 | 12395.5 | 12062 | 433.914 | 53025.5 | 0 | 0 | 0 | 0 | 0 | 0 | 0 | 0 | 0 | 0 | 0 | 0 | 0 | 0 | 0 | 0 | 0 | 0 | 0 | 0 | 26.97 | 0.05 | 3.16 | 0 | 78.86 | 0 | 9.66 | 51.5 | 50.84 | 1.9 | 222.94 | 109.04 | 7077.03 | 3.6146 | 785.772 | 0 | 0 | 2033.7 | 12389.6 | 12062 | 433.914 | 34785.6 | 0 | 0 | 0 | 0 | 0 | 0 | 0 | 0 | 0 | 0 | 0 | 0 | 0 | 0 | 83.2531 | 0 | 0 | 0 | 0 | 83.2531 | 27.29 | 0.03 | 3.16 | 0 | 53.31 | 9.66 | 51.47 | 50.84 | 1.9 | 197.66 | 83.79 | CA Residential 2019, Vers. 1.0 | CSE 0.811 EXE |  | MPCBECC | 1.7124e-07 | 0.0020582 | 0.089726 | 0 | 1.7028 | 0.30136 | 1.6483 | 1.5431 | 0.038199 | 5.3256 | 1.7946 | 1.7124e-07 | 0.0011542 | 0.089726 | 0 | 0 | 0.30136 | 1.6463 | 1.5431 | 0.038199 | 3.6199 | 0.090881 | -1.7057 | -1.7037 | -12.7896 | -30.1349 | [9 empty] | 7005.61 | 5.652 | 785.772 | 0 | 18303.4 | 0 | 2033.7 | 12395.5 | 12062 | 433.914 | 53025.5 | 0 | 0 | 0 | 0 | 0 | 0 | 0 | 0 | 0 | 0 | 0 | 0 | 0 | 0 | 0 | 0 | 0 | 0 | 0 | 0 | 26.97 | 0.05 | 3.16 | 0 | 78.86 | 0 | 9.66 | 51.5 | 50.84 | 1.9 | 222.94 | 1.7124e-07 | 0.0020582 | 0.089726 | 0 | 1.7028 | 0 | 0.30136 | 1.6483 | 1.5431 | 0.038199 | 5.3256 | 8159.88 | 0.93124 | 785.772 | 0 | 19080.6 | 5894.96 | 15077.5 | 10697.7 | 540.499 | 60237.9 | 0 | 0 | 0 | 0 | 0 | 0 | 0 | 0 | 0 | 0 | 0 | 0 | 0 | 0 | 0 | 0 | 0 | 0 | 0 | 0 | 31.48 | 0 | 3.16 | 0 | 82.71 | 27.68 | 62.52 | 45.1 | 2.52 | 255.17 | 1.7124e-07 | 0 | 0.089726 | 0 | 1.9684 | 0.92718 | 1.9074 | 1.425 | 0.0075327 | 6.3252 | 87.3692 | 0 | 77.4621
2016-07-18 10:43 | EDR_CZ01_6960_NGAS | CZ01 PS69 BD02 BQ01 BW02 BA05 BF02 BH14 BC01 | Proposed and Standard | PASS | 0 | 64.979 | 480.854 | 4.6083 | 785.772 | 0 | 0 | 2033.7 | 5308.39 | 12062 | 433.914 | 21109.2 | 559.982 | 0 | 0 | 0 | 832.531 | 0 | 288.262 | 0 | 0 | 1680.77 | 0 | 0 | 0 | 0 | 0 | 0 | 0 | 0 | 0 | 0 | 19.11 | 0.04 | 3.16 | 0 | 23.67 | 0 | 9.66 | 30.56 | 50.84 | 1.9 | 138.94 | 45.98 | 480.854 | 4.6083 | 785.772 | 0 | 0 | 2033.7 | 5308.39 | 12062 | 433.914 | 21109.2 | 559.982 | 0 | 0 | 0 | 832.531 | 0 | 288.262 | 0 | 0 | 1680.77 | 0 | 0 | 0 | 0 | 0 | 0 | 0 | 0 | 0 | 0 | 19.11 | 0.04 | 3.16 | 0 | 23.67 | 9.66 | 30.56 | 50.84 | 1.9 | 138.94 | 45.98 | CA Residential 2019, Vers. 1.0 | CSE 0.811 EXE |  | MPCBECC | 0 | 0.0016892 | 0.089726 | 0 | 0 | 0.30136 | 0.7021 | 1.5431 | 0.038199 | 2.6762 | 0.091415 | 0 | 0.0016892 | 0.089726 | 0 | 0 | 0.30136 | 0.7021 | 1.5431 | 0.038199 | 2.6762 | 0.091415 | 0 | 0 | 0 | 0 | [9 empty] | 480.854 | 4.6083 | 785.772 | 0 | 0 | 0 | 2033.7 | 5308.39 | 12062 | 433.914 | 21109.2 | 559.982 | 0 | 0 | 0 | 832.531 | 0 | 288.262 | 0 | 0 | 1680.77 | 0 | 0 | 0 | 0 | 0 | 0 | 0 | 0 | 0 | 0 | 19.11 | 0.04 | 3.16 | 0 | 23.67 | 0 | 9.66 | 30.56 | 50.84 | 1.9 | 138.94 | 0 | 0.0016892 | 0.089726 | 0 | 0 | 0 | 0.30136 | 0.7021 | 1.5431 | 0.038199 | 2.6762 | 888.243 | 0.19209 | 785.772 | 0 | 0 | 5894.96 | 6547.68 | 10697.7 | 540.499 | 25355.1 | 739.259 | 0 | 0 | 0 | 1275.69 | 0 | 291.124 | 0 | 0 | 2306.07 | 0 | 0 | 0 | 0 | 0 | 0 | 0 | 0 | 0 | 0 | 26.16 | 0 | 3.16 | 0 | 36.27 | 27.68 | 34.82 | 45.1 | 2.52 | 175.71 | 0 | 0 | 0.089726 | 0 | 0 | 0.92718 | 0.77117 | 1.425 | 0.0075327 | 3.2207 | 64.979 | 0 | 64.979
2016-07-18 10:43 | EDR_CZ02_2100_ELEC | CZ02 PS21 BD02 BQ01 BW02 BA02 BF01 BH15 BC03 | Proposed and Standard | FAIL | -9.04 | 67.5162 | 2686.61 | 5.9711 | 111.69 | 0 | 2733.3 | 505.557 | 1996.9 | 2025.88 | 119.621 | 10185.5 | 0 | 0 | 0 | 0 | 0 | 0 | 0 | 0 | 0 | 0 | 0 | 0 | 0 | 0 | 0 | 0 | 0 | 0 | 0 | 0 | 32.11 | 1.58 | 1.47 | 0 | 37.17 | 0 | 7.37 | 27.64 | 27.45 | 1.64 | 136.43 | 72.33 | 2689.32 | 5.9457 | 111.69 | 0 | 0 | 505.557 | 1996.3 | 2025.88 | 119.621 | 7454.31 | 0 | 0 | 0 | 0 | 0 | 0 | 0 | 0 | 0 | 0 | 0 | 0 | 0 | 0 | 13.1866 | 0 | 0 | 0 | 0 | 13.1866 | 32.14 | 1.57 | 1.47 | 0 | 28.11 | 7.37 | 27.63 | 27.45 | 1.64 | 127.38 | 63.29 | CA Residential 2019, Vers. 1.0 | CSE 0.811 EXE |  | MPCBECC | 1.2288e-12 | 0.010892 | 0.012754 | 0 | 0.21835 | 0.074916 | 0.28644 | 0.25847 | 0.010531 | 0.87235 | 0.242 | 1.2288e-12 | 0.010843 | 0.012754 | 0 | 0 | 0.074916 | 0.28639 | 0.25847 | 0.010531 | 0.6539 | 0.023597 | -0.21845 | -0.2184 | -7.1047 | -14.2835 | [9 empty] | 2686.61 | 5.9711 | 111.69 | 0 | 2733.3 | 0 | 505.557 | 1996.9 | 2025.88 | 119.621 | 10185.5 | 0 | 0 | 0 | 0 | 0 | 0 | 0 | 0 | 0 | 0 | 0 | 0 | 0 | 0 | 0 | 0 | 0 | 0 | 0 | 0 | 32.11 | 1.58 | 1.47 | 0 | 37.17 | 0 | 7.37 | 27.64 | 27.45 | 1.64 | 136.43 | 1.2288e-12 | 0.010892 | 0.012754 | 0 | 0.21835 | 0 | 0.074916 | 0.28644 | 0.25847 | 0.010531 | 0.87235 | 4111.84 | 58.1622 | 111.69 | 0 | 2846.96 | 2135 | 2349 | 2531 | 297.5 | 14441.1 | 0 | 0 | 0 | 0 | 0 | 0 | 0 | 0 | 0 | 0 | 0 | 0 | 0 | 0 | 0 | 0 | 0 | 0 | 0 | 0 | 49.1 | 9.75 | 1.47 | 0 | 39.05 | 31.84 | 31.9 | 34.79 | 4.17 | 202.07 | 1.2288e-12 | 0.11963 | 0.012754 | 0 | 0.23772 | 0.3358 | 0.29977 | 0.33715 | 0.0041461 | 1.347 | 67.5162 | 0 | 63.0376
2016-07-18 10:43 | EDR_CZ02_2100_NGAS | CZ02 PS21 BD02 BQ01 BW02 BA02 BF01 BH14 BC03 | Proposed and Standard | PASS | 0 | 52.7485 | 212.79 | 6.2191 | 111.69 | 0 | 0 | 505.557 | 925.184 | 2025.88 | 119.621 | 3906.94 | 247.797 | 0 | 0 | 0 | 131.866 | 0 | 43.5155 | 0 | 0 | 423.179 | 0 | 0 | 0 | 0 | 0 | 0 | 0 | 0 | 0 | 0 | 28.35 | 1.64 | 1.47 | 0 | 12.53 | 0 | 7.37 | 17.15 | 27.45 | 1.64 | 97.6 | 43.99 | 212.79 | 6.2191 | 111.69 | 0 | 0 | 505.557 | 925.184 | 2025.88 | 119.621 | 3906.94 | 247.797 | 0 | 0 | 0 | 131.866 | 0 | 43.5155 | 0 | 0 | 423.179 | 0 | 0 | 0 | 0 | 0 | 0 | 0 | 0 | 0 | 0 | 28.35 | 1.64 | 1.47 | 0 | 12.53 | 7.37 | 17.15 | 27.45 | 1.64 | 97.6 | 43.99 | CA Residential 2019, Vers. 1.0 | CSE 0.811 EXE |  | MPCBECC | 0 | 0.011345 | 0.012754 | 0 | 0 | 0.074916 | 0.14302 | 0.25847 | 0.010531 | 0.51104 | 0.024098 | 0 | 0.011345 | 0.012754 | 0 | 0 | 0.074916 | 0.14302 | 0.25847 | 0.010531 | 0.51104 | 0.024098 | 0 | -7.4506e-09 | 0 | 0 | [9 empty] | 212.79 | 6.2191 | 111.69 | 0 | 0 | 0 | 505.557 | 925.184 | 2025.88 | 119.621 | 3906.94 | 247.797 | 0 | 0 | 0 | 131.866 | 0 | 43.5155 | 0 | 0 | 423.179 | 0 | 0 | 0 | 0 | 0 | 0 | 0 | 0 | 0 | 0 | 28.35 | 1.64 | 1.47 | 0 | 12.53 | 0 | 7.37 | 17.15 | 27.45 | 1.64 | 97.6 | 0 | 0.011345 | 0.012754 | 0 | 0 | 0 | 0.074916 | 0.14302 | 0.25847 | 0.010531 | 0.51104 | 455.723 | 63.2055 | 111.69 | 0 | 0 | 2135 | 930.001 | 2637.81 | 297.5 | 6630.93 | 379.271 | 0 | 0 | 0 | 185.351 | 0 | 65.4 | 0 | 0 | 630.023 | 0 | 0 | 0 | 0 | 0 | 0 | 0 | 0 | 0 | 0 | 44.81 | 10.32 | 1.47 | 0 | 17.61 | 31.84 | 18.54 | 36.26 | 4.17 | 165.02 | 0 | 0.13072 | 0.012754 | 0 | 0 | 0.3358 | 0.11074 | 0.35138 | 0.0041461 | 0.94554 | 52.7485 | 0 | 52.7485
2016-07-18 10:43 | EDR_CZ02_2700_ELEC | CZ02 PS27 BD02 BQ01 BW02 BA02 BF01 BH15 BC03 | Proposed and Standard | FAIL | -5.94 | 61.7325 | 2917.36 | 40.3276 | 141.255 | 0 | 3047.76 | 615.745 | 2122.2 | 2371.31 | 151.515 | 11407.5 | 0 | 0 | 0 | 0 | 0 | 0 | 0 | 0 | 0 | 0 | 0 | 0 | 0 | 0 | 0 | 0 | 0 | 0 | 0 | 0 | 27.13 | 5.7 | 1.45 | 0 | 30.56 | 0 | 6.99 | 22.23 | 24.98 | 1.61 | 120.65 | 64.84 | 2922.13 | 40.137 | 141.255 | 0 | 0 | 615.745 | 2121.34 | 2371.31 | 151.515 | 8363.43 | 0 | 0 | 0 | 0 | 0 | 0 | 0 | 0 | 0 | 0 | 0 | 0 | 0 | 0 | 14.8622 | 0 | 0 | 0 | 0 | 14.8622 | 27.18 | 5.68 | 1.45 | 0 | 24.59 | 6.99 | 22.22 | 24.98 | 1.61 | 114.7 | 58.9 | CA Residential 2019, Vers. 1.0 | CSE 0.811 EXE |  | MPCBECC | 1.2288e-12 | 0.050372 | 0.01613 | 0 | 0.25926 | 0.091244 | 0.23833 | 0.30219 | 0.013338 | 0.97086 | 0.32576 | 1.2288e-12 | 0.05002 | 0.01613 | 0 | 0 | 0.091244 | 0.23825 | 0.30219 | 0.013338 | 0.71117 | 0.06615 | -0.25968 | -0.25961 | -5.1874 | -10.0849 | [9 empty] | 2917.36 | 40.3276 | 141.255 | 0 | 3047.76 | 0 | 615.745 | 2122.2 | 2371.31 | 151.515 | 11407.5 | 0 | 0 | 0 | 0 | 0 | 0 | 0 | 0 | 0 | 0 | 0 | 0 | 0 | 0 | 0 | 0 | 0 | 0 | 0 | 0 | 27.13 | 5.7 | 1.45 | 0 | 30.56 | 0 | 6.99 | 22.23 | 24.98 | 1.61 | 120.65 | 1.2288e-12 | 0.050372 | 0.01613 | 0 | 0.25926 | 0 | 0.091244 | 0.23833 | 0.30219 | 0.013338 | 0.97086 | 5352.12 | 183.83 | 141.255 | 0 | 3162.35 | 2615 | 2596 | 3146.01 | 327.5 | 17524.1 | 0 | 0 | 0 | 0 | 0 | 0 | 0 | 0 | 0 | 0 | 0 | 0 | 0 | 0 | 0 | 0 | 0 | 0 | 0 | 0 | 49.71 | 17.25 | 1.45 | 0 | 32.05 | 30.33 | 27.44 | 33.64 | 3.57 | 195.44 | 1.2288e-12 | 0.35808 | 0.01613 | 0 | 0.28571 | 0.4113 | 0.33233 | 0.41908 | 0.0045642 | 1.8272 | 61.7325 | 0 | 58.6881
2016-07-18 10:43 | EDR_CZ02_2700_NGAS | CZ02 PS27 BD02 BQ01 BW02 BA02 BF01 BH14 BC03 | Proposed and Standard | PASS | 0 | 49.9432 | 232.944 | 41.157 | 141.255 | 0 | 0 | 615.745 | 1015.48 | 2371.31 | 151.515 | 4569.41 | 271.267 | 0 | 0 | 0 | 148.622 | 0 | 45.1978 | 0 | 0 | 465.088 | 0 | 0 | 0 | 0 | 0 | 0 | 0 | 0 | 0 | 0 | 24.16 | 5.8 | 1.45 | 0 | 10.93 | 0 | 6.99 | 14.21 | 24.98 | 1.61 | 90.13 | 42.34 | 232.944 | 41.157 | 141.255 | 0 | 0 | 615.745 | 1015.48 | 2371.31 | 151.515 | 4569.41 | 271.267 | 0 | 0 | 0 | 148.622 | 0 | 45.1978 | 0 | 0 | 465.088 | 0 | 0 | 0 | 0 | 0 | 0 | 0 | 0 | 0 | 0 | 24.16 | 5.8 | 1.45 | 0 | 10.93 | 6.99 | 14.21 | 24.98 | 1.61 | 90.13 | 42.34 | CA Residential 2019, Vers. 1.0 | CSE 0.811 EXE |  | MPCBECC | 0 | 0.051669 | 0.01613 | 0 | 0 | 0.091244 | 0.14095 | 0.30219 | 0.013338 | 0.61552 | 0.067798 | 0 | 0.051669 | 0.01613 | 0 | 0 | 0.091244 | 0.14095 | 0.30219 | 0.013338 | 0.61552 | 0.067798 | 0 | 0 | 0 | 0 | [9 empty] | 232.944 | 41.157 | 141.255 | 0 | 0 | 0 | 615.745 | 1015.48 | 2371.31 | 151.515 | 4569.41 | 271.267 | 0 | 0 | 0 | 148.622 | 0 | 45.1978 | 0 | 0 | 465.088 | 0 | 0 | 0 | 0 | 0 | 0 | 0 | 0 | 0 | 0 | 24.16 | 5.8 | 1.45 | 0 | 10.93 | 0 | 6.99 | 14.21 | 24.98 | 1.61 | 90.13 | 0 | 0.051669 | 0.01613 | 0 | 0 | 0 | 0.091244 | 0.14095 | 0.30219 | 0.013338 | 0.61552 | 592.998 | 193.111 | 141.255 | 0 | 0 | 2615 | 989.001 | 3267.2 | 327.5 | 8126.06 | 493.517 | 0 | 0 | 0 | 201.27 | 0 | 73.4 | 0 | 0 | 768.187 | 0 | 0 | 0 | 0 | 0 | 0 | 0 | 0 | 0 | 0 | 45.34 | 17.76 | 1.45 | 0 | 14.81 | 30.33 | 15.63 | 34.93 | 3.57 | 163.82 | 0 | 0.37591 | 0.01613 | 0 | 0 | 0.4113 | 0.11826 | 0.43522 | 0.0045642 | 1.3614 | 49.9432 | 0 | 49.9432
2016-07-18 10:43 | EDR_CZ02_6960_ELEC | CZ02 PS69 BD02 BQ01 BW02 BA02 BF01 BH15 BC03 | Proposed and Standard | FAIL | -20.09 | 79.8925 | 5051.45 | 592.813 | 785.772 | 0 | 16523.7 | 2033.7 | 12484.5 | 12062 | 433.914 | 49967.8 | 0 | 0 | 0 | 0 | 0 | 0 | 0 | 0 | 0 | 0 | 0 | 0 | 0 | 0 | 0 | 0 | 0 | 0 | 0 | 0 | 18.19 | 14.07 | 3.12 | 0 | 67.78 | 0 | 8.95 | 52.25 | 49.36 | 1.79 | 215.51 | 103.16 | 5159.63 | 567.69 | 785.772 | 0 | 0 | 2033.7 | 12478.7 | 12062 | 433.914 | 33521.3 | 0 | 0 | 0 | 0 | 0 | 0 | 0 | 0 | 0 | 0 | 0 | 0 | 0 | 0 | 74.7922 | 0 | 0 | 0 | 0 | 74.7922 | 18.58 | 13.33 | 3.12 | 0 | 48.04 | 8.95 | 52.23 | 49.36 | 1.79 | 195.4 | 83.07 | CA Residential 2019, Vers. 1.0 | CSE 0.811 EXE |  | MPCBECC | 9.8304e-12 | 1.1931 | 0.089726 | 0 | 1.6239 | 0.30136 | 1.6737 | 1.5431 | 0.038199 | 6.4631 | 2.9067 | 9.8304e-12 | 1.1268 | 0.089726 | 0 | 0 | 0.30136 | 1.6726 | 1.5431 | 0.038199 | 4.7718 | 1.2165 | -1.6912 | -1.6902 | -10.2917 | -24.1844 | [9 empty] | 5051.45 | 592.813 | 785.772 | 0 | 16523.7 | 0 | 2033.7 | 12484.5 | 12062 | 433.914 | 49967.8 | 0 | 0 | 0 | 0 | 0 | 0 | 0 | 0 | 0 | 0 | 0 | 0 | 0 | 0 | 0 | 0 | 0 | 0 | 0 | 0 | 18.19 | 14.07 | 3.12 | 0 | 67.78 | 0 | 8.95 | 52.25 | 49.36 | 1.79 | 215.51 | 9.8304e-12 | 1.1931 | 0.089726 | 0 | 1.6239 | 0 | 0.30136 | 1.6737 | 1.5431 | 0.038199 | 6.4631 | 9822.07 | 1223.64 | 785.772 | 0 | 17275.6 | 5894.96 | 15077.5 | 10697.7 | 540.499 | 61317.8 | 0 | 0 | 0 | 0 | 0 | 0 | 0 | 0 | 0 | 0 | 0 | 0 | 0 | 0 | 0 | 0 | 0 | 0 | 0 | 0 | 35.38 | 25.28 | 3.12 | 0 | 71.18 | 26.52 | 61.62 | 44.37 | 2.28 | 269.75 | 9.8304e-12 | 2.4801 | 0.089726 | 0 | 1.7657 | 0.92718 | 1.9074 | 1.425 | 0.0075327 | 8.6027 | 79.8925 | 0 | 72.4374
2016-07-18 10:42 | EDR_CZ02_6960_NGAS | CZ02 PS69 BD02 BQ01 BW02 BA02 BF01 BH14 BC03 | Proposed and Standard | PASS | 0 | 60.8609 | 340.681 | 583.197 | 785.772 | 0 | 0 | 2033.7 | 5406.33 | 12062 | 433.914 | 21645.5 | 396.728 | 0 | 0 | 0 | 747.922 | 0 | 288.262 | 0 | 0 | 1432.91 | 0 | 0 | 0 | 0 | 0 | 0 | 0 | 0 | 0 | 0 | 13.77 | 13.62 | 3.12 | 0 | 21.35 | 0 | 8.95 | 30.82 | 49.36 | 1.79 | 142.78 | 51.86 | 340.681 | 583.258 | 785.772 | 0 | 0 | 2033.7 | 5406.34 | 12062 | 433.914 | 21645.6 | 396.728 | 0 | 0 | 0 | 747.922 | 0 | 288.262 | 0 | 0 | 1432.91 | 0 | 0 | 0 | 0 | 0 | 0 | 0 | 0 | 0 | 0 | 13.77 | 13.62 | 3.12 | 0 | 21.35 | 8.95 | 30.82 | 49.36 | 1.79 | 142.78 | 51.86 | CA Residential 2019, Vers. 1.0 | CSE 0.811 EXE |  | MPCBECC | 0 | 1.1591 | 0.089726 | 0 | 0 | 0.30136 | 0.72811 | 1.5431 | 0.038199 | 3.8596 | 1.2488 | 0 | 1.1593 | 0.089726 | 0 | 0 | 0.30136 | 0.72812 | 1.5431 | 0.038199 | 3.8598 | 1.249 | 0.00015783 | 0.00015569 | 0 | 0 | [9 empty] | 340.681 | 583.197 | 785.772 | 0 | 0 | 0 | 2033.7 | 5406.33 | 12062 | 433.914 | 21645.5 | 396.728 | 0 | 0 | 0 | 747.922 | 0 | 288.262 | 0 | 0 | 1432.91 | 0 | 0 | 0 | 0 | 0 | 0 | 0 | 0 | 0 | 0 | 13.77 | 13.62 | 3.12 | 0 | 21.35 | 0 | 8.95 | 30.82 | 49.36 | 1.79 | 142.78 | 0 | 1.1591 | 0.089726 | 0 | 0 | 0 | 0.30136 | 0.72811 | 1.5431 | 0.038199 | 3.8596 | 1065.97 | 1159.26 | 785.772 | 0 | 0 | 5894.96 | 6547.68 | 10697.7 | 540.499 | 26691.9 | 887.147 | 0 | 0 | 0 | 1191.99 | 0 | 291.124 | 0 | 0 | 2370.26 | 0 | 0 | 0 | 0 | 0 | 0 | 0 | 0 | 0 | 0 | 31.76 | 24.15 | 3.12 | 0 | 34.03 | 26.52 | 34.5 | 44.37 | 2.28 | 200.73 | 0 | 2.3364 | 0.089726 | 0 | 0 | 0.92718 | 0.77117 | 1.425 | 0.0075327 | 5.5571 | 60.8609 | 0 | 60.8609
2016-07-18 10:42 | EDR_CZ03_2100_ELEC | CZ03 PS21 BD01 BQ01 BW02 BA01 BF02 BH15 BC01 | Proposed and Standard | FAIL | -10.82 | 68.0838 | 1652.03 | 0 | 111.69 | 0 | 2747.59 | 505.557 | 1990.03 | 2025.88 | 119.621 | 9152.4 | 0 | 0 | 0 | 0 | 0 | 0 | 0 | 0 | 0 | 0 | 0 | 0 | 0 | 0 | 0 | 0 | 0 | 0 | 0 | 0 | 20.53 | 0 | 1.48 | 0 | 38.89 | 0 | 7.68 | 28.17 | 27.89 | 1.71 | 126.35 | 60.9 | 1643.8 | 0 | 111.69 | 0 | 0 | 505.557 | 1989.44 | 2025.88 | 119.621 | 6395.99 | 0 | 0 | 0 | 0 | 0 | 0 | 0 | 0 | 0 | 0 | 0 | 0 | 0 | 0 | 13.2405 | 0 | 0 | 0 | 0 | 13.2405 | 20.43 | 0 | 1.48 | 0 | 28.17 | 7.68 | 28.16 | 27.89 | 1.71 | 115.52 | 50.08 | CA Residential 2019, Vers. 1.0 | CSE 0.811 EXE |  | MPCBECC | 0 | 0 | 0.012754 | 0 | 0.23287 | 0.074916 | 0.28237 | 0.25847 | 0.010531 | 0.87191 | 0.24563 | 0 | 0 | 0.012754 | 0 | 0 | 0.074916 | 0.28232 | 0.25847 | 0.010531 | 0.63898 | 0.012754 | -0.23292 | -0.23287 | -9.375 | -21.6054 | [9 empty] | 1652.03 | 0 | 111.69 | 0 | 2747.59 | 0 | 505.557 | 1990.03 | 2025.88 | 119.621 | 9152.4 | 0 | 0 | 0 | 0 | 0 | 0 | 0 | 0 | 0 | 0 | 0 | 0 | 0 | 0 | 0 | 0 | 0 | 0 | 0 | 0 | 20.53 | 0 | 1.48 | 0 | 38.89 | 0 | 7.68 | 28.17 | 27.89 | 1.71 | 126.35 | 0 | 0 | 0.012754 | 0 | 0.23287 | 0 | 0.074916 | 0.28237 | 0.25847 | 0.010531 | 0.87191 | 3068.88 | 0 | 111.69 | 0 | 2863.46 | 2135 | 2349 | 2531 | 297.5 | 13356.5 | 0 | 0 | 0 | 0 | 0 | 0 | 0 | 0 | 0 | 0 | 0 | 0 | 0 | 0 | 0 | 0 | 0 | 0 | 0 | 0 | 38 | 0 | 1.48 | 0 | 41.2 | 32.81 | 32.22 | 35.19 | 4.68 | 185.58 | 0 | 0 | 0.012754 | 0 | 0.21893 | 0.3358 | 0.29977 | 0.33715 | 0.0041461 | 1.2085 | 68.0838 | 0 | 62.2481
2016-07-18 10:42 | EDR_CZ03_2100_NGAS | CZ03 PS21 BD01 BQ01 BW02 BA01 BF02 BH14 BC01 | Proposed and Standard | PASS | 0 | 51.2724 | 130.186 | 0 | 111.69 | 0 | 0 | 505.557 | 918.694 | 2025.88 | 119.621 | 3811.63 | 151.595 | 0 | 0 | 0 | 132.405 | 0 | 43.5155 | 0 | 0 | 327.516 | 0 | 0 | 0 | 0 | 0 | 0 | 0 | 0 | 0 | 0 | 17.6 | 0 | 1.48 | 0 | 12.55 | 0 | 7.68 | 17.03 | 27.89 | 1.71 | 85.94 | 31.63 | 130.186 | 0 | 111.69 | 0 | 0 | 505.557 | 918.694 | 2025.88 | 119.621 | 3811.63 | 151.596 | 0 | 0 | 0 | 132.405 | 0 | 43.5155 | 0 | 0 | 327.516 | 0 | 0 | 0 | 0 | 0 | 0 | 0 | 0 | 0 | 0 | 17.6 | 0 | 1.48 | 0 | 12.55 | 7.68 | 17.03 | 27.89 | 1.71 | 85.94 | 31.63 | CA Residential 2019, Vers. 1.0 | CSE 0.811 EXE |  | MPCBECC | 0 | 0 | 0.012754 | 0 | 0 | 0.074916 | 0.13894 | 0.25847 | 0.010531 | 0.49561 | 0.012754 | 0 | 0 | 0.012754 | 0 | 0 | 0.074916 | 0.13894 | 0.25847 | 0.010531 | 0.49561 | 0.012754 | 0 | 0 | 0 | 0 | [9 empty] | 130.186 | 0 | 111.69 | 0 | 0 | 0 | 505.557 | 918.694 | 2025.88 | 119.621 | 3811.63 | 151.595 | 0 | 0 | 0 | 132.405 | 0 | 43.5155 | 0 | 0 | 327.516 | 0 | 0 | 0 | 0 | 0 | 0 | 0 | 0 | 0 | 0 | 17.6 | 0 | 1.48 | 0 | 12.55 | 0 | 7.68 | 17.03 | 27.89 | 1.71 | 85.94 | 0 | 0 | 0.012754 | 0 | 0 | 0 | 0.074916 | 0.13894 | 0.25847 | 0.010531 | 0.49561 | 387.177 | 0 | 111.69 | 0 | 0 | 2135 | 930.001 | 2637.81 | 297.5 | 6499.18 | 322.207 | 0 | 0 | 0 | 185.966 | 0 | 65.4 | 0 | 0 | 573.574 | 0 | 0 | 0 | 0 | 0 | 0 | 0 | 0 | 0 | 0 | 38.16 | 0 | 1.48 | 0 | 17.63 | 32.81 | 18.64 | 36.68 | 4.68 | 150.08 | 0 | 0 | 0.012754 | 0 | 0 | 0.3358 | 0.11074 | 0.35138 | 0.0041461 | 0.81482 | 51.2724 | 0 | 51.2724
2016-07-18 10:42 | EDR_CZ03_2700_ELEC | CZ03 PS27 BD01 BQ01 BW02 BA01 BF02 BH15 BC01 | Proposed and Standard | FAIL | -7.43 | 62.5508 | 1557.97 | 1.7539 | 141.255 | 0 | 3062.99 | 615.745 | 2115.83 | 2371.31 | 151.515 | 10018.4 | 0 | 0 | 0 | 0 | 0 | 0 | 0 | 0 | 0 | 0 | 0 | 0 | 0 | 0 | 0 | 0 | 0 | 0 | 0 | 0 | 15.07 | 0.18 | 1.46 | 0 | 32.31 | 0 | 7.27 | 22.88 | 25.38 | 1.68 | 106.23 | 49.02 | 1581.8 | 1.7624 | 141.255 | 0 | 0 | 615.745 | 2114.99 | 2371.31 | 151.515 | 6978.38 | 0 | 0 | 0 | 0 | 0 | 0 | 0 | 0 | 0 | 0 | 0 | 0 | 0 | 0 | 14.9263 | 0 | 0 | 0 | 0 | 14.9263 | 15.3 | 0.18 | 1.46 | 0 | 24.65 | 7.27 | 22.87 | 25.38 | 1.68 | 98.79 | 41.59 | CA Residential 2019, Vers. 1.0 | CSE 0.811 EXE |  | MPCBECC | 0 | 0.0080685 | 0.01613 | 0 | 0.24811 | 0.091244 | 0.23316 | 0.30219 | 0.013338 | 0.91224 | 0.27231 | 0 | 0.0081346 | 0.01613 | 0 | 0 | 0.091244 | 0.23308 | 0.30219 | 0.013338 | 0.66412 | 0.024264 | -0.24813 | -0.24805 | -7.5311 | -17.8649 | [9 empty] | 1557.97 | 1.7539 | 141.255 | 0 | 3062.99 | 0 | 615.745 | 2115.83 | 2371.31 | 151.515 | 10018.4 | 0 | 0 | 0 | 0 | 0 | 0 | 0 | 0 | 0 | 0 | 0 | 0 | 0 | 0 | 0 | 0 | 0 | 0 | 0 | 0 | 15.07 | 0.18 | 1.46 | 0 | 32.31 | 0 | 7.27 | 22.88 | 25.38 | 1.68 | 106.23 | 0 | 0.0080685 | 0.01613 | 0 | 0.24811 | 0 | 0.091244 | 0.23316 | 0.30219 | 0.013338 | 0.91224 | 3900.53 | 0 | 141.255 | 0 | 3180.05 | 2615 | 2596 | 3146.01 | 327.5 | 15906.3 | 0 | 0 | 0 | 0 | 0 | 0 | 0 | 0 | 0 | 0 | 0 | 0 | 0 | 0 | 0 | 0 | 0 | 0 | 0 | 0 | 37.58 | 0 | 1.46 | 0 | 33.79 | 31.26 | 27.72 | 34.02 | 4 | 169.83 | 0 | 0 | 0.01613 | 0 | 0.30718 | 0.4113 | 0.33233 | 0.41908 | 0.0045642 | 1.4906 | 62.5508 | 0 | 58.1699
2016-07-18 10:42 | EDR_CZ03_2700_NGAS | CZ03 PS27 BD01 BQ01 BW02 BA01 BF02 BH14 BC01 | Proposed and Standard | PASS | 0 | 48.1936 | 125.87 | 1.9672 | 141.255 | 0 | 0 | 615.745 | 1009.78 | 2371.31 | 151.515 | 4417.43 | 146.569 | 0 | 0 | 0 | 149.263 | 0 | 45.1978 | 0 | 0 | 341.03 | 0 | 0 | 0 | 0 | 0 | 0 | 0 | 0 | 0 | 0 | 13.28 | 0.2 | 1.46 | 0 | 10.96 | 0 | 7.27 | 14.19 | 25.38 | 1.68 | 74.42 | 25.9 | 125.87 | 1.9672 | 141.255 | 0 | 0 | 615.745 | 1009.78 | 2371.31 | 151.515 | 4417.43 | 146.569 | 0 | 0 | 0 | 149.263 | 0 | 45.1978 | 0 | 0 | 341.03 | 0 | 0 | 0 | 0 | 0 | 0 | 0 | 0 | 0 | 0 | 13.28 | 0.2 | 1.46 | 0 | 10.96 | 7.27 | 14.19 | 25.38 | 1.68 | 74.42 | 25.9 | CA Residential 2019, Vers. 1.0 | CSE 0.811 EXE |  | MPCBECC | 0 | 0.0089911 | 0.01613 | 0 | 0 | 0.091244 | 0.13577 | 0.30219 | 0.013338 | 0.56766 | 0.025121 | 0 | 0.0089911 | 0.01613 | 0 | 0 | 0.091244 | 0.13577 | 0.30219 | 0.013338 | 0.56766 | 0.025121 | 0 | 0 | 0 | 0 | [9 empty] | 125.87 | 1.9672 | 141.255 | 0 | 0 | 0 | 615.745 | 1009.78 | 2371.31 | 151.515 | 4417.43 | 146.569 | 0 | 0 | 0 | 149.263 | 0 | 45.1978 | 0 | 0 | 341.03 | 0 | 0 | 0 | 0 | 0 | 0 | 0 | 0 | 0 | 0 | 13.28 | 0.2 | 1.46 | 0 | 10.96 | 0 | 7.27 | 14.19 | 25.38 | 1.68 | 74.42 | 0 | 0.0089911 | 0.01613 | 0 | 0 | 0 | 0.091244 | 0.13577 | 0.30219 | 0.013338 | 0.56766 | 491.655 | 0 | 141.255 | 0 | 0 | 2615 | 989.001 | 3267.2 | 327.5 | 7831.61 | 409.153 | 0 | 0 | 0 | 201.968 | 0 | 73.4 | 0 | 0 | 684.521 | 0 | 0 | 0 | 0 | 0 | 0 | 0 | 0 | 0 | 0 | 37.7 | 0 | 1.46 | 0 | 14.82 | 31.26 | 15.72 | 35.33 | 4 | 140.29 | 0 | 0 | 0.01613 | 0 | 0 | 0.4113 | 0.11826 | 0.43522 | 0.0045642 | 0.98547 | 48.1936 | 0 | 48.1936
2016-07-18 10:43 | EDR_CZ03_6960_ELEC | CZ03 PS69 BD01 BQ01 BW02 BA01 BF02 BH15 BC01 | Proposed and Standard | FAIL | -21.99 | 82.2563 | 2255.44 | 154.708 | 785.772 | 0 | 16601.3 | 2033.7 | 12466.6 | 12062 | 433.914 | 46793.4 | 0 | 0 | 0 | 0 | 0 | 0 | 0 | 0 | 0 | 0 | 0 | 0 | 0 | 0 | 0 | 0 | 0 | 0 | 0 | 0 | 8.35 | 3.25 | 3.15 | 0 | 70.54 | 0 | 9.32 | 52.7 | 50.16 | 1.87 | 199.34 | 85.29 | 2344.59 | 142.99 | 785.772 | 0 | 0 | 2033.7 | 12459.3 | 12062 | 433.914 | 30262.3 | 0 | 0 | 0 | 0 | 0 | 0 | 0 | 0 | 0 | 0 | 0 | 0 | 0 | 0 | 75.1332 | 0 | 0 | 0 | 0 | 75.1332 | 8.69 | 3.29 | 3.15 | 0 | 48.17 | 9.32 | 52.68 | 50.16 | 1.87 | 177.33 | 63.3 | CA Residential 2019, Vers. 1.0 | CSE 0.811 EXE |  | MPCBECC | 0 | 0.33859 | 0.089726 | 0 | 1.6545 | 0.30136 | 1.6606 | 1.5431 | 0.038199 | 5.6261 | 2.0828 | 0 | 0.28942 | 0.089726 | 0 | 0 | 0.30136 | 1.66 | 1.5431 | 0.038199 | 3.9218 | 0.37915 | -1.7043 | -1.7036 | -12.4119 | -34.7393 | [9 empty] | 2255.44 | 154.708 | 785.772 | 0 | 16601.3 | 0 | 2033.7 | 12466.6 | 12062 | 433.914 | 46793.4 | 0 | 0 | 0 | 0 | 0 | 0 | 0 | 0 | 0 | 0 | 0 | 0 | 0 | 0 | 0 | 0 | 0 | 0 | 0 | 0 | 8.35 | 3.25 | 3.15 | 0 | 70.54 | 0 | 9.32 | 52.7 | 50.16 | 1.87 | 199.34 | 0 | 0.33859 | 0.089726 | 0 | 1.6545 | 0 | 0.30136 | 1.6606 | 1.5431 | 0.038199 | 5.6261 | 6659.28 | 81.6156 | 785.772 | 0 | 17391.4 | 5894.96 | 15077.5 | 10697.7 | 540.499 | 57128.8 | 0 | 0 | 0 | 0 | 0 | 0 | 0 | 0 | 0 | 0 | 0 | 0 | 0 | 0 | 0 | 0 | 0 | 0 | 0 | 0 | 24.82 | 2.47 | 3.15 | 0 | 74.88 | 27.34 | 62.24 | 44.88 | 2.56 | 242.34 | 0 | 0.26346 | 0.089726 | 0 | 1.6759 | 0.92718 | 1.9074 | 1.425 | 0.0075327 | 6.2963 | 82.2563 | 0 | 73.174
2016-07-18 10:43 | EDR_CZ03_6960_NGAS | CZ03 PS69 BD01 BQ01 BW02 BA01 BF02 BH14 BC01 | Proposed and Standard | PASS | 0 | 61.4019 | 154.313 | 148.141 | 785.772 | 0 | 0 | 2033.7 | 5392.18 | 12062 | 433.914 | 21010 | 179.691 | 0 | 0 | 0 | 751.332 | 0 | 288.262 | 0 | 0 | 1219.28 | 0 | 0 | 0 | 0 | 0 | 0 | 0 | 0 | 0 | 0 | 6.33 | 3.37 | 3.15 | 0 | 21.4 | 0 | 9.32 | 30.98 | 50.16 | 1.87 | 126.58 | 34.25 | 154.313 | 148.154 | 785.772 | 0 | 0 | 2033.7 | 5392.19 | 12062 | 433.914 | 21010 | 179.69 | 0 | 0 | 0 | 751.332 | 0 | 288.262 | 0 | 0 | 1219.28 | 0 | 0 | 0 | 0 | 0 | 0 | 0 | 0 | 0 | 0 | 6.33 | 3.37 | 3.15 | 0 | 21.4 | 9.32 | 30.98 | 50.16 | 1.87 | 126.58 | 34.25 | CA Residential 2019, Vers. 1.0 | CSE 0.811 EXE |  | MPCBECC | 0 | 0.29747 | 0.089726 | 0 | 0 | 0.30136 | 0.71543 | 1.5431 | 0.038199 | 2.9853 | 0.3872 | 0 | 0.29751 | 0.089726 | 0 | 0 | 0.30136 | 0.71543 | 1.5431 | 0.038199 | 2.9853 | 0.38724 | 4.0531e-05 | 3.7253e-05 | 0 | 0 | [9 empty] | 154.313 | 148.141 | 785.772 | 0 | 0 | 0 | 2033.7 | 5392.18 | 12062 | 433.914 | 21010 | 179.691 | 0 | 0 | 0 | 751.332 | 0 | 288.262 | 0 | 0 | 1219.28 | 0 | 0 | 0 | 0 | 0 | 0 | 0 | 0 | 0 | 0 | 6.33 | 3.37 | 3.15 | 0 | 21.4 | 0 | 9.32 | 30.98 | 50.16 | 1.87 | 126.58 | 0 | 0.29747 | 0.089726 | 0 | 0 | 0 | 0.30136 | 0.71543 | 1.5431 | 0.038199 | 2.9853 | 842.375 | 75.386 | 785.772 | 0 | 0 | 5894.96 | 6547.68 | 10697.7 | 540.499 | 25384.4 | 701.021 | 0 | 0 | 0 | 1196.12 | 0 | 291.124 | 0 | 0 | 2188.26 | 0 | 0 | 0 | 0 | 0 | 0 | 0 | 0 | 0 | 0 | 25.21 | 2.34 | 3.15 | 0 | 34.07 | 27.34 | 34.71 | 44.88 | 2.56 | 174.26 | 0 | 0.24353 | 0.089726 | 0 | 0 | 0.92718 | 0.77117 | 1.425 | 0.0075327 | 3.4642 | 61.4019 | 0 | 61.4019
2016-07-18 10:43 | EDR_CZ04_2100_ELEC | CZ04 PS21 BD02 BQ01 BW02 BA03 BF01 BH15 BC01 | Proposed and Standard | FAIL | -9.48 | 66.131 | 1943.94 | 22.7188 | 111.69 | 0 | 2617.66 | 505.557 | 2009.48 | 2025.88 | 119.621 | 9356.56 | 0 | 0 | 0 | 0 | 0 | 0 | 0 | 0 | 0 | 0 | 0 | 0 | 0 | 0 | 0 | 0 | 0 | 0 | 0 | 0 | 23.33 | 5.78 | 1.47 | 0 | 36.2 | 0 | 7.48 | 27.3 | 27.65 | 1.65 | 130.86 | 66.78 | 1932.04 | 22.4864 | 111.69 | 0 | 0 | 505.557 | 2008.92 | 2025.88 | 119.621 | 6726.19 | 0 | 0 | 0 | 0 | 0 | 0 | 0 | 0 | 0 | 0 | 0 | 0 | 0 | 0 | 12.6235 | 0 | 0 | 0 | 0 | 12.6235 | 23.19 | 5.72 | 1.47 | 0 | 26.92 | 7.48 | 27.29 | 27.65 | 1.65 | 121.37 | 57.3 | CA Residential 2019, Vers. 1.0 | CSE 0.811 EXE |  | MPCBECC | 0 | 0.14201 | 0.012754 | 0 | 0.21851 | 0.074916 | 0.28999 | 0.25847 | 0.010531 | 1.0072 | 0.37328 | 0 | 0.13959 | 0.012754 | 0 | 0 | 0.074916 | 0.28994 | 0.25847 | 0.010531 | 0.78621 | 0.15235 | -0.22098 | -0.22093 | -7.8191 | -16.5445 | [9 empty] | 1943.94 | 22.7188 | 111.69 | 0 | 2617.66 | 0 | 505.557 | 2009.48 | 2025.88 | 119.621 | 9356.56 | 0 | 0 | 0 | 0 | 0 | 0 | 0 | 0 | 0 | 0 | 0 | 0 | 0 | 0 | 0 | 0 | 0 | 0 | 0 | 0 | 23.33 | 5.78 | 1.47 | 0 | 36.2 | 0 | 7.48 | 27.3 | 27.65 | 1.65 | 130.86 | 0 | 0.14201 | 0.012754 | 0 | 0.21851 | 0 | 0.074916 | 0.28999 | 0.25847 | 0.010531 | 1.0072 | 3133.45 | 140.874 | 111.69 | 0 | 2726.59 | 2135 | 2349 | 2531 | 297.5 | 13425.1 | 0 | 0 | 0 | 0 | 0 | 0 | 0 | 0 | 0 | 0 | 0 | 0 | 0 | 0 | 0 | 0 | 0 | 0 | 0 | 0 | 37.57 | 17.08 | 1.47 | 0 | 38.78 | 31.98 | 32 | 34.92 | 4.08 | 197.88 | 0 | 0.60882 | 0.012754 | 0 | 0.20514 | 0.3358 | 0.29977 | 0.33715 | 0.0041461 | 1.8036 | 66.131 | 0 | 61.3352
2016-07-18 10:43 | EDR_CZ04_2100_NGAS | CZ04 PS21 BD02 BQ01 BW02 BA03 BF01 BH14 BC01 | Proposed and Standard | PASS | 0 | 48.8982 | 149.812 | 8.7125 | 111.69 | 0 | 0 | 505.557 | 938.416 | 2025.88 | 119.621 | 3859.69 | 174.459 | 0 | 0 | 0 | 126.235 | 0 | 43.5155 | 0 | 0 | 344.209 | 0 | 0 | 0 | 0 | 0 | 0 | 0 | 0 | 0 | 0 | 20.04 | 0.82 | 1.47 | 0 | 12 | 0 | 7.48 | 17.09 | 27.65 | 1.65 | 88.2 | 34.33 | 149.817 | 8.7125 | 111.69 | 0 | 0 | 505.557 | 938.416 | 2025.88 | 119.621 | 3859.7 | 174.465 | 0 | 0 | 0 | 126.235 | 0 | 43.5155 | 0 | 0 | 344.215 | 0 | 0 | 0 | 0 | 0 | 0 | 0 | 0 | 0 | 0 | 20.04 | 0.82 | 1.47 | 0 | 12 | 7.48 | 17.09 | 27.65 | 1.65 | 88.2 | 34.33 | CA Residential 2019, Vers. 1.0 | CSE 0.811 EXE |  | MPCBECC | 0 | 0.030691 | 0.012754 | 0 | 0 | 0.074916 | 0.14692 | 0.25847 | 0.010531 | 0.53428 | 0.043445 | 0 | 0.030691 | 0.012754 | 0 | 0 | 0.074916 | 0.14692 | 0.25847 | 0.010531 | 0.53428 | 0.043445 | 0 | 0 | 0 | 0 | [9 empty] | 149.812 | 8.7125 | 111.69 | 0 | 0 | 0 | 505.557 | 938.416 | 2025.88 | 119.621 | 3859.69 | 174.459 | 0 | 0 | 0 | 126.235 | 0 | 43.5155 | 0 | 0 | 344.209 | 0 | 0 | 0 | 0 | 0 | 0 | 0 | 0 | 0 | 0 | 20.04 | 0.82 | 1.47 | 0 | 12 | 0 | 7.48 | 17.09 | 27.65 | 1.65 | 88.2 | 0 | 0.030691 | 0.012754 | 0 | 0 | 0 | 0.074916 | 0.14692 | 0.25847 | 0.010531 | 0.53428 | 351.056 | 151.226 | 111.69 | 0 | 0 | 2135 | 930.001 | 2637.81 | 297.5 | 6614.28 | 292.164 | 0 | 0 | 0 | 180.045 | 0 | 65.4 | 0 | 0 | 537.609 | 0 | 0 | 0 | 0 | 0 | 0 | 0 | 0 | 0 | 0 | 34.73 | 17.04 | 1.47 | 0 | 17.12 | 31.98 | 18.57 | 36.39 | 4.08 | 161.38 | 0 | 0.64194 | 0.012754 | 0 | 0 | 0.3358 | 0.11074 | 0.35138 | 0.0041461 | 1.4568 | 48.8982 | 0 | 48.8982
2016-07-18 10:43 | EDR_CZ04_2700_ELEC | CZ04 PS27 BD02 BQ01 BW02 BA03 BF01 BH15 BC01 | Proposed and Standard | FAIL | -6.29 | 62.1133 | 2182.9 | 69.9946 | 141.255 | 0 | 2917.06 | 615.745 | 2136.97 | 2371.31 | 151.515 | 10586.7 | 0 | 0 | 0 | 0 | 0 | 0 | 0 | 0 | 0 | 0 | 0 | 0 | 0 | 0 | 0 | 0 | 0 | 0 | 0 | 0 | 20.38 | 9.06 | 1.45 | 0 | 29.89 | 0 | 7.08 | 23.22 | 25.16 | 1.62 | 117.86 | 60.78 | 2175.04 | 69.6417 | 141.255 | 0 | 0 | 615.745 | 2136.16 | 2371.31 | 151.515 | 7660.66 | 0 | 0 | 0 | 0 | 0 | 0 | 0 | 0 | 0 | 0 | 0 | 0 | 0 | 0 | 14.2207 | 0 | 0 | 0 | 0 | 14.2207 | 20.31 | 9.19 | 1.45 | 0 | 23.54 | 7.08 | 23.21 | 25.16 | 1.62 | 111.56 | 54.49 | CA Residential 2019, Vers. 1.0 | CSE 0.811 EXE |  | MPCBECC | 0 | 0.34859 | 0.01613 | 0 | 0.23937 | 0.091244 | 0.24205 | 0.30219 | 0.013338 | 1.2529 | 0.60409 | 0 | 0.34956 | 0.01613 | 0 | 0 | 0.091244 | 0.24198 | 0.30219 | 0.013338 | 1.0144 | 0.36569 | -0.23847 | -0.2384 | -5.6472 | -11.5434 | [9 empty] | 2182.9 | 69.9946 | 141.255 | 0 | 2917.06 | 0 | 615.745 | 2136.97 | 2371.31 | 151.515 | 10586.7 | 0 | 0 | 0 | 0 | 0 | 0 | 0 | 0 | 0 | 0 | 0 | 0 | 0 | 0 | 0 | 0 | 0 | 0 | 0 | 0 | 20.38 | 9.06 | 1.45 | 0 | 29.89 | 0 | 7.08 | 23.22 | 25.16 | 1.62 | 117.86 | 0 | 0.34859 | 0.01613 | 0 | 0.23937 | 0 | 0.091244 | 0.24205 | 0.30219 | 0.013338 | 1.2529 | 4157.31 | 314.733 | 141.255 | 0 | 3027.4 | 2615 | 2596 | 3146.01 | 327.5 | 16325.2 | 0 | 0 | 0 | 0 | 0 | 0 | 0 | 0 | 0 | 0 | 0 | 0 | 0 | 0 | 0 | 0 | 0 | 0 | 0 | 0 | 38.77 | 22.25 | 1.45 | 0 | 32.04 | 30.46 | 27.53 | 33.76 | 3.49 | 189.75 | 0 | 1.1544 | 0.01613 | 0 | 0.23961 | 0.4113 | 0.33233 | 0.41908 | 0.0045642 | 2.5774 | 62.1133 | 0 | 58.7931
2016-07-18 10:43 | EDR_CZ04_2700_NGAS | CZ04 PS27 BD02 BQ01 BW02 BA03 BF01 BH14 BC01 | Proposed and Standard | PASS | 0 | 49.3782 | 168.061 | 71.1797 | 141.255 | 0 | 0 | 615.745 | 1030.52 | 2371.31 | 151.515 | 4549.59 | 195.711 | 0 | 0 | 0 | 142.207 | 0 | 45.1978 | 0 | 0 | 383.116 | 0 | 0 | 0 | 0 | 0 | 0 | 0 | 0 | 0 | 0 | 17.5 | 8.12 | 1.45 | 0 | 10.47 | 0 | 7.08 | 14.42 | 25.16 | 1.62 | 85.82 | 37.54 | 168.061 | 71.1798 | 141.255 | 0 | 0 | 615.745 | 1030.52 | 2371.31 | 151.515 | 4549.59 | 195.711 | 0 | 0 | 0 | 142.207 | 0 | 45.1978 | 0 | 0 | 383.116 | 0 | 0 | 0 | 0 | 0 | 0 | 0 | 0 | 0 | 0 | 17.5 | 8.12 | 1.45 | 0 | 10.47 | 7.08 | 14.42 | 25.16 | 1.62 | 85.82 | 37.54 | CA Residential 2019, Vers. 1.0 | CSE 0.811 EXE |  | MPCBECC | 0 | 0.33146 | 0.01613 | 0 | 0 | 0.091244 | 0.14473 | 0.30219 | 0.013338 | 0.89908 | 0.34759 | 0 | 0.33146 | 0.01613 | 0 | 0 | 0.091244 | 0.14473 | 0.30219 | 0.013338 | 0.89908 | 0.34759 | 3.5763e-07 | 3.5763e-07 | 0 | 0 | [9 empty] | 168.061 | 71.1797 | 141.255 | 0 | 0 | 0 | 615.745 | 1030.52 | 2371.31 | 151.515 | 4549.59 | 195.711 | 0 | 0 | 0 | 142.207 | 0 | 45.1978 | 0 | 0 | 383.116 | 0 | 0 | 0 | 0 | 0 | 0 | 0 | 0 | 0 | 0 | 17.5 | 8.12 | 1.45 | 0 | 10.47 | 0 | 7.08 | 14.42 | 25.16 | 1.62 | 85.82 | 0 | 0.33146 | 0.01613 | 0 | 0 | 0 | 0.091244 | 0.14473 | 0.30219 | 0.013338 | 0.89908 | 464.315 | 327.919 | 141.255 | 0 | 0 | 2615 | 989.001 | 3267.2 | 327.5 | 8132.19 | 386.424 | 0 | 0 | 0 | 195.341 | 0 | 73.4 | 0 | 0 | 655.165 | 0 | 0 | 0 | 0 | 0 | 0 | 0 | 0 | 0 | 0 | 35.71 | 21.82 | 1.45 | 0 | 14.38 | 30.46 | 15.66 | 35.06 | 3.49 | 158.03 | 0 | 1.1888 | 0.01613 | 0 | 0 | 0.4113 | 0.11826 | 0.43522 | 0.0045642 | 2.1742 | 49.3782 | 0 | 49.3782
2016-07-18 10:43 | EDR_CZ04_6960_ELEC | CZ04 PS69 BD02 BQ01 BW02 BA03 BF01 BH15 BC01 | Proposed and Standard | FAIL | -24.25 | 81.6674 | 3383.84 | 843.143 | 785.772 | 0 | 15838.1 | 2033.7 | 12526.9 | 12062 | 433.914 | 47907.3 | 0 | 0 | 0 | 0 | 0 | 0 | 0 | 0 | 0 | 0 | 0 | 0 | 0 | 0 | 0 | 0 | 0 | 0 | 0 | 0 | 12.25 | 21.28 | 3.13 | 0 | 65.95 | 0 | 9.08 | 54.36 | 49.72 | 1.8 | 217.57 | 102.61 | 3525.11 | 774.452 | 785.772 | 0 | 0 | 2033.7 | 12521.6 | 12062 | 433.914 | 32136.5 | 0 | 0 | 0 | 0 | 0 | 0 | 0 | 0 | 0 | 0 | 0 | 0 | 0 | 0 | 71.5849 | 0 | 0 | 0 | 0 | 71.5849 | 12.76 | 16.47 | 3.13 | 0 | 46 | 9.08 | 54.36 | 49.72 | 1.8 | 193.32 | 78.36 | CA Residential 2019, Vers. 1.0 | CSE 0.811 EXE |  | MPCBECC | 0 | 2.571 | 0.089726 | 0 | 1.4288 | 0.30136 | 1.6863 | 1.5431 | 0.038199 | 7.6585 | 4.0896 | 0 | 2.1443 | 0.089726 | 0 | 0 | 0.30136 | 1.6875 | 1.5431 | 0.038199 | 5.8042 | 2.234 | -1.8543 | -1.8555 | -12.544 | -30.9469 | [9 empty] | 3383.84 | 843.143 | 785.772 | 0 | 15838.1 | 0 | 2033.7 | 12526.9 | 12062 | 433.914 | 47907.3 | 0 | 0 | 0 | 0 | 0 | 0 | 0 | 0 | 0 | 0 | 0 | 0 | 0 | 0 | 0 | 0 | 0 | 0 | 0 | 0 | 12.25 | 21.28 | 3.13 | 0 | 65.95 | 0 | 9.08 | 54.36 | 49.72 | 1.8 | 217.57 | 0 | 2.571 | 0.089726 | 0 | 1.4288 | 0 | 0.30136 | 1.6863 | 1.5431 | 0.038199 | 7.6585 | 7286.9 | 1919.97 | 785.772 | 0 | 16570 | 5894.96 | 15077.5 | 10697.7 | 540.499 | 58773.4 | 0 | 0 | 0 | 0 | 0 | 0 | 0 | 0 | 0 | 0 | 0 | 0 | 0 | 0 | 0 | 0 | 0 | 0 | 0 | 0 | 26.37 | 31.84 | 3.13 | 0 | 69.86 | 26.64 | 61.81 | 44.53 | 2.23 | 266.41 | 0 | 5.2217 | 0.089726 | 0 | 1.642 | 0.92718 | 1.9074 | 1.425 | 0.0075327 | 11.2206 | 81.6674 | 0 | 72.5648
2016-07-18 10:43 | EDR_CZ04_6960_NGAS | CZ04 PS69 BD02 BQ01 BW02 BA03 BF01 BH14 BC01 | Proposed and Standard | PASS | 0 | 59.8845 | 221.763 | 772.081 | 785.772 | 0 | 0 | 2033.7 | 5451.52 | 12062 | 433.914 | 21760.7 | 258.248 | 0 | 0 | 0 | 715.849 | 0 | 288.262 | 0 | 0 | 1262.36 | 0 | 0 | 0 | 0 | 0 | 0 | 0 | 0 | 0 | 0 | 8.99 | 13.84 | 3.13 | 0 | 20.45 | 0 | 9.08 | 31.17 | 49.72 | 1.8 | 138.18 | 46.41 | 221.763 | 772.196 | 785.772 | 0 | 0 | 2033.7 | 5451.53 | 12062 | 433.914 | 21760.8 | 258.247 | 0 | 0 | 0 | 715.849 | 0 | 288.262 | 0 | 0 | 1262.36 | 0 | 0 | 0 | 0 | 0 | 0 | 0 | 0 | 0 | 0 | 8.99 | 13.84 | 3.13 | 0 | 20.45 | 9.08 | 31.17 | 49.72 | 1.8 | 138.18 | 46.41 | CA Residential 2019, Vers. 1.0 | CSE 0.811 EXE |  | MPCBECC | 0 | 1.9838 | 0.089726 | 0 | 0 | 0.30136 | 0.74389 | 1.5431 | 0.038199 | 4.7001 | 2.0735 | 0 | 1.9839 | 0.089726 | 0 | 0 | 0.30136 | 0.74389 | 1.5431 | 0.038199 | 4.7002 | 2.0736 | 0.00015879 | 0.0001576 | 0 | 0 | [9 empty] | 221.763 | 772.081 | 785.772 | 0 | 0 | 0 | 2033.7 | 5451.52 | 12062 | 433.914 | 21760.7 | 258.248 | 0 | 0 | 0 | 715.849 | 0 | 288.262 | 0 | 0 | 1262.36 | 0 | 0 | 0 | 0 | 0 | 0 | 0 | 0 | 0 | 0 | 8.99 | 13.84 | 3.13 | 0 | 20.45 | 0 | 9.08 | 31.17 | 49.72 | 1.8 | 138.18 | 0 | 1.9838 | 0.089726 | 0 | 0 | 0 | 0.30136 | 0.74389 | 1.5431 | 0.038199 | 4.7001 | 803.593 | 1807.28 | 785.772 | 0 | 0 | 5894.96 | 6547.68 | 10697.7 | 540.499 | 27077.5 | 668.786 | 0 | 0 | 0 | 1160.1 | 0 | 291.124 | 0 | 0 | 2120.01 | 0 | 0 | 0 | 0 | 0 | 0 | 0 | 0 | 0 | 0 | 24.06 | 30.06 | 3.13 | 0 | 33.15 | 26.64 | 34.57 | 44.53 | 2.23 | 198.37 | 0 | 4.9297 | 0.089726 | 0 | 0 | 0.92718 | 0.77117 | 1.425 | 0.0075327 | 8.1503 | 59.8845 | 0 | 59.8845
2016-07-18 10:43 | EDR_CZ05_2100_ELEC | CZ05 PS21 BD01 BQ01 BW02 BA01 BF02 BH15 BC01 | Proposed and Standard | FAIL | -10.96 | 66.3628 | 1595.34 | 0 | 111.69 | 0 | 2809.53 | 505.557 | 1990.4 | 2025.88 | 119.621 | 9158.03 | 0 | 0 | 0 | 0 | 0 | 0 | 0 | 0 | 0 | 0 | 0 | 0 | 0 | 0 | 0 | 0 | 0 | 0 | 0 | 0 | 19.53 | 0 | 1.48 | 0 | 39.68 | 0 | 7.75 | 28.53 | 28 | 1.71 | 126.68 | 60.69 | 1588.22 | 0 | 111.69 | 0 | 0 | 505.557 | 1989.78 | 2025.88 | 119.621 | 6340.75 | 0 | 0 | 0 | 0 | 0 | 0 | 0 | 0 | 0 | 0 | 0 | 0 | 0 | 0 | 13.55 | 0 | 0 | 0 | 0 | 13.55 | 19.44 | 0 | 1.48 | 0 | 28.81 | 7.75 | 28.53 | 28 | 1.71 | 115.72 | 49.73 | CA Residential 2019, Vers. 1.0 | CSE 0.811 EXE |  | MPCBECC | 0 | 0 | 0.012754 | 0 | 0.23139 | 0.074916 | 0.2819 | 0.25847 | 0.010531 | 0.86996 | 0.24415 | 0 | 0 | 0.012754 | 0 | 0 | 0.074916 | 0.28184 | 0.25847 | 0.010531 | 0.63851 | 0.012754 | -0.23145 | -0.23139 | -9.4711 | -22.039 | [9 empty] | 1595.34 | 0 | 111.69 | 0 | 2809.53 | 0 | 505.557 | 1990.4 | 2025.88 | 119.621 | 9158.03 | 0 | 0 | 0 | 0 | 0 | 0 | 0 | 0 | 0 | 0 | 0 | 0 | 0 | 0 | 0 | 0 | 0 | 0 | 0 | 0 | 19.53 | 0 | 1.48 | 0 | 39.68 | 0 | 7.75 | 28.53 | 28 | 1.71 | 126.68 | 0 | 0 | 0.012754 | 0 | 0.23139 | 0 | 0.074916 | 0.2819 | 0.25847 | 0.010531 | 0.86996 | 3501.14 | 0 | 111.69 | 0 | 2926.81 | 2135 | 2349 | 2531 | 297.5 | 13852.1 | 0 | 0 | 0 | 0 | 0 | 0 | 0 | 0 | 0 | 0 | 0 | 0 | 0 | 0 | 0 | 0 | 0 | 0 | 0 | 0 | 43.33 | 0 | 1.48 | 0 | 41.18 | 32.87 | 32.26 | 35.23 | 4.54 | 190.89 | 2.3399e-14 | 0 | 0.012754 | 0 | 0.23187 | 0.3358 | 0.29977 | 0.33715 | 0.0041461 | 1.2215 | 66.3628 | 0 | 60.6213
2016-07-18 10:42 | EDR_CZ05_2100_NGAS | CZ05 PS21 BD01 BQ01 BW02 BA01 BF02 BH14 BC01 | Proposed and Standard | PASS | 0 | 48.5423 | 108.542 | 0 | 111.69 | 0 | 0 | 505.557 | 918.588 | 2025.88 | 119.621 | 3789.88 | 126.407 | 0 | 0 | 0 | 135.5 | 0 | 43.5155 | 0 | 0 | 305.422 | 0 | 0 | 0 | 0 | 0 | 0 | 0 | 0 | 0 | 0 | 14.46 | 0 | 1.48 | 0 | 12.83 | 0 | 7.75 | 17.14 | 28 | 1.71 | 83.37 | 28.77 | 108.542 | 0 | 111.69 | 0 | 0 | 505.557 | 918.588 | 2025.88 | 119.621 | 3789.88 | 126.406 | 0 | 0 | 0 | 135.5 | 0 | 43.5155 | 0 | 0 | 305.422 | 0 | 0 | 0 | 0 | 0 | 0 | 0 | 0 | 0 | 0 | 14.46 | 0 | 1.48 | 0 | 12.83 | 7.75 | 17.14 | 28 | 1.71 | 83.37 | 28.77 | CA Residential 2019, Vers. 1.0 | CSE 0.811 EXE |  | MPCBECC | 0 | 0 | 0.012754 | 0 | 0 | 0.074916 | 0.13847 | 0.25847 | 0.010531 | 0.49513 | 0.012754 | 0 | 0 | 0.012754 | 0 | 0 | 0.074916 | 0.13847 | 0.25847 | 0.010531 | 0.49513 | 0.012754 | 0 | 0 | 0 | 0 | [9 empty] | 108.542 | 0 | 111.69 | 0 | 0 | 0 | 505.557 | 918.588 | 2025.88 | 119.621 | 3789.88 | 126.407 | 0 | 0 | 0 | 135.5 | 0 | 43.5155 | 0 | 0 | 305.422 | 0 | 0 | 0 | 0 | 0 | 0 | 0 | 0 | 0 | 0 | 14.46 | 0 | 1.48 | 0 | 12.83 | 0 | 7.75 | 17.14 | 28 | 1.71 | 83.37 | 0 | 0 | 0.012754 | 0 | 0 | 0 | 0.074916 | 0.13847 | 0.25847 | 0.010531 | 0.49513 | 402.941 | 0 | 111.69 | 0 | 0 | 2135 | 930.001 | 2637.81 | 297.5 | 6514.94 | 335.364 | 0 | 0 | 0 | 188.872 | 0 | 65.4 | 0 | 0 | 589.636 | 0 | 0 | 0 | 0 | 0 | 0 | 0 | 0 | 0 | 0 | 39.12 | 0 | 1.48 | 0 | 17.88 | 32.87 | 18.66 | 36.72 | 4.54 | 151.27 | 2.6512e-15 | 0 | 0.012754 | 0 | 0 | 0.3358 | 0.11074 | 0.35138 | 0.0041461 | 0.81482 | 48.5423 | 0 | 48.5423
2016-07-18 10:42 | EDR_CZ05_2700_ELEC | CZ05 PS27 BD01 BQ01 BW02 BA01 BF02 BH15 BC01 | Proposed and Standard | FAIL | -7.19 | 60 | 1446.26 | 0 | 141.255 | 0 | 3133.51 | 615.745 | 2117.37 | 2371.31 | 151.515 | 9976.95 | 0 | 0 | 0 | 0 | 0 | 0 | 0 | 0 | 0 | 0 | 0 | 0 | 0 | 0 | 0 | 0 | 0 | 0 | 0 | 0 | 13.79 | 0 | 1.46 | 0 | 32.41 | 0 | 7.34 | 22.66 | 25.48 | 1.68 | 104.82 | 47.66 | 1446.14 | 0 | 141.255 | 0 | 0 | 615.745 | 2116.48 | 2371.31 | 151.515 | 6842.44 | 0 | 0 | 0 | 0 | 0 | 0 | 0 | 0 | 0 | 0 | 0 | 0 | 0 | 0 | 15.2804 | 0 | 0 | 0 | 0 | 15.2804 | 13.79 | 0 | 1.46 | 0 | 25.22 | 7.34 | 22.65 | 25.48 | 1.68 | 97.62 | 40.47 | CA Residential 2019, Vers. 1.0 | CSE 0.811 EXE |  | MPCBECC | 0 | 0 | 0.01613 | 0 | 0.26522 | 0.091244 | 0.23302 | 0.30219 | 0.013338 | 0.92114 | 0.28135 | 0 | 0 | 0.01613 | 0 | 0 | 0.091244 | 0.23293 | 0.30219 | 0.013338 | 0.65583 | 0.01613 | -0.26531 | -0.26522 | -7.3755 | -17.7662 | [9 empty] | 1446.26 | 0 | 141.255 | 0 | 3133.51 | 0 | 615.745 | 2117.37 | 2371.31 | 151.515 | 9976.95 | 0 | 0 | 0 | 0 | 0 | 0 | 0 | 0 | 0 | 0 | 0 | 0 | 0 | 0 | 0 | 0 | 0 | 0 | 0 | 0 | 13.79 | 0 | 1.46 | 0 | 32.41 | 0 | 7.34 | 22.66 | 25.48 | 1.68 | 104.82 | 0 | 0 | 0.01613 | 0 | 0.26522 | 0 | 0.091244 | 0.23302 | 0.30219 | 0.013338 | 0.92114 | 4417.22 | 0 | 141.255 | 0 | 3252.85 | 2615 | 2596 | 3146.01 | 327.5 | 16495.8 | 0 | 0 | 0 | 0 | 0 | 0 | 0 | 0 | 0 | 0 | 0 | 0 | 0 | 0 | 0 | 0 | 0 | 0 | 0 | 0 | 42.33 | 0 | 1.46 | 0 | 33.91 | 31.31 | 27.75 | 34.06 | 3.88 | 174.7 | 3.2056e-14 | 0 | 0.01613 | 0 | 0.35042 | 0.4113 | 0.33233 | 0.41908 | 0.0045642 | 1.5338 | 60 | 0 | 55.8786
2016-07-18 10:42 | EDR_CZ05_2700_NGAS | CZ05 PS27 BD01 BQ01 BW02 BA01 BF02 BH14 BC01 | Proposed and Standard | PASS | 0 | 45.2777 | 98.4972 | 0 | 141.255 | 0 | 0 | 615.745 | 1010.99 | 2371.31 | 151.515 | 4389.31 | 114.708 | 0 | 0 | 0 | 152.804 | 0 | 45.1978 | 0 | 0 | 312.71 | 0 | 0 | 0 | 0 | 0 | 0 | 0 | 0 | 0 | 0 | 10.21 | 0 | 1.46 | 0 | 11.2 | 0 | 7.34 | 14.24 | 25.48 | 1.68 | 71.61 | 22.87 | 98.4972 | 0 | 141.255 | 0 | 0 | 615.745 | 1010.99 | 2371.31 | 151.515 | 4389.31 | 114.708 | 0 | 0 | 0 | 152.804 | 0 | 45.1978 | 0 | 0 | 312.71 | 0 | 0 | 0 | 0 | 0 | 0 | 0 | 0 | 0 | 0 | 10.21 | 0 | 1.46 | 0 | 11.2 | 7.34 | 14.24 | 25.48 | 1.68 | 71.61 | 22.87 | CA Residential 2019, Vers. 1.0 | CSE 0.811 EXE |  | MPCBECC | 0 | 0 | 0.01613 | 0 | 0 | 0.091244 | 0.13561 | 0.30219 | 0.013338 | 0.55851 | 0.01613 | 0 | 0 | 0.01613 | 0 | 0 | 0.091244 | 0.13561 | 0.30219 | 0.013338 | 0.55851 | 0.01613 | 0 | 0 | 0 | 0 | [9 empty] | 98.4972 | 0 | 141.255 | 0 | 0 | 0 | 615.745 | 1010.99 | 2371.31 | 151.515 | 4389.31 | 114.708 | 0 | 0 | 0 | 152.804 | 0 | 45.1978 | 0 | 0 | 312.71 | 0 | 0 | 0 | 0 | 0 | 0 | 0 | 0 | 0 | 0 | 10.21 | 0 | 1.46 | 0 | 11.2 | 0 | 7.34 | 14.24 | 25.48 | 1.68 | 71.61 | 0 | 0 | 0.01613 | 0 | 0 | 0 | 0.091244 | 0.13561 | 0.30219 | 0.013338 | 0.55851 | 507.68 | 0 | 141.255 | 0 | 0 | 2615 | 989.001 | 3267.2 | 327.5 | 7847.63 | 422.538 | 0 | 0 | 0 | 205.226 | 0 | 73.4 | 0 | 0 | 701.164 | 0 | 0 | 0 | 0 | 0 | 0 | 0 | 0 | 0 | 0 | 38.3 | 0 | 1.46 | 0 | 15.05 | 31.31 | 15.73 | 35.37 | 3.88 | 141.1 | 3.8657e-15 | 0 | 0.01613 | 0 | 0 | 0.4113 | 0.11826 | 0.43522 | 0.0045642 | 0.98547 | 45.2777 | 0 | 45.2777
2016-07-18 10:42 | EDR_CZ05_6960_ELEC | CZ05 PS69 BD01 BQ01 BW02 BA01 BF02 BH15 BC01 | Proposed and Standard | FAIL | -21.99 | 81.8253 | 2183.87 | 129.033 | 785.772 | 0 | 16962 | 2033.7 | 12505.3 | 12062 | 433.914 | 47095.6 | 0 | 0 | 0 | 0 | 0 | 0 | 0 | 0 | 0 | 0 | 0 | 0 | 0 | 0 | 0 | 0 | 0 | 0 | 0 | 0 | 8.06 | 2.41 | 3.15 | 0 | 71.63 | 0 | 9.41 | 52.5 | 50.37 | 1.87 | 199.4 | 85.25 | 2287.13 | 112.899 | 785.772 | 0 | 0 | 2033.7 | 12496.1 | 12062 | 433.914 | 30211.5 | 0 | 0 | 0 | 0 | 0 | 0 | 0 | 0 | 0 | 0 | 0 | 0 | 0 | 0 | 76.9051 | 0 | 0 | 0 | 0 | 76.9051 | 8.44 | 2.4 | 3.15 | 0 | 49.27 | 9.41 | 52.46 | 50.37 | 1.87 | 177.37 | 63.26 | CA Residential 2019, Vers. 1.0 | CSE 0.811 EXE |  | MPCBECC | 0 | 0.33167 | 0.089726 | 0 | 1.6287 | 0.30136 | 1.6668 | 1.5431 | 0.038199 | 5.5997 | 2.0501 | 0 | 0.30029 | 0.089726 | 0 | 0 | 0.30136 | 1.6658 | 1.5431 | 0.038199 | 3.9385 | 0.39002 | -1.6612 | -1.6601 | -12.4204 | -34.7613 | [9 empty] | 2183.87 | 129.033 | 785.772 | 0 | 16962 | 0 | 2033.7 | 12505.3 | 12062 | 433.914 | 47095.6 | 0 | 0 | 0 | 0 | 0 | 0 | 0 | 0 | 0 | 0 | 0 | 0 | 0 | 0 | 0 | 0 | 0 | 0 | 0 | 0 | 8.06 | 2.41 | 3.15 | 0 | 71.63 | 0 | 9.41 | 52.5 | 50.37 | 1.87 | 199.4 | 0 | 0.33167 | 0.089726 | 0 | 1.6287 | 0 | 0.30136 | 1.6668 | 1.5431 | 0.038199 | 5.5997 | 7391.31 | 8.8802 | 785.772 | 0 | 17758.6 | 5894.96 | 15077.5 | 10697.7 | 540.499 | 58155.3 | 0 | 0 | 0 | 0 | 0 | 0 | 0 | 0 | 0 | 0 | 0 | 0 | 0 | 0 | 0 | 0 | 0 | 0 | 0 | 0 | 27.27 | 0.26 | 3.15 | 0 | 75.91 | 27.38 | 62.3 | 44.93 | 2.49 | 243.69 | 0 | 0.0038157 | 0.089726 | 0 | 1.7478 | 0.92718 | 1.9074 | 1.425 | 0.0075327 | 6.1086 | 81.8253 | 0 | 72.7851
2016-07-18 10:42 | EDR_CZ05_6960_NGAS | CZ05 PS69 BD01 BQ01 BW02 BA01 BF02 BH14 BC01 | Proposed and Standard | PASS | 0 | 60.6628 | 114.736 | 120.135 | 785.772 | 0 | 0 | 2033.7 | 5428.77 | 12062 | 433.914 | 20979 | 133.62 | 0 | 0 | 0 | 769.051 | 0 | 288.262 | 0 | 0 | 1190.93 | 0 | 0 | 0 | 0 | 0 | 0 | 0 | 0 | 0 | 0 | 4.62 | 2.51 | 3.15 | 0 | 21.88 | 0 | 9.41 | 31.09 | 50.37 | 1.87 | 124.9 | 32.16 | 114.736 | 120.141 | 785.772 | 0 | 0 | 2033.7 | 5428.78 | 12062 | 433.914 | 20979 | 133.62 | 0 | 0 | 0 | 769.051 | 0 | 288.262 | 0 | 0 | 1190.93 | 0 | 0 | 0 | 0 | 0 | 0 | 0 | 0 | 0 | 0 | 4.62 | 2.51 | 3.15 | 0 | 21.88 | 9.41 | 31.09 | 50.37 | 1.87 | 124.9 | 32.16 | CA Residential 2019, Vers. 1.0 | CSE 0.811 EXE |  | MPCBECC | 0 | 0.3181 | 0.089726 | 0 | 0 | 0.30136 | 0.72135 | 1.5431 | 0.038199 | 3.0118 | 0.40782 | 0 | 0.31812 | 0.089726 | 0 | 0 | 0.30136 | 0.72135 | 1.5431 | 0.038199 | 3.0119 | 0.40785 | 2.7657e-05 | 2.5988e-05 | 0 | 0 | [9 empty] | 114.736 | 120.135 | 785.772 | 0 | 0 | 0 | 2033.7 | 5428.77 | 12062 | 433.914 | 20979 | 133.62 | 0 | 0 | 0 | 769.051 | 0 | 288.262 | 0 | 0 | 1190.93 | 0 | 0 | 0 | 0 | 0 | 0 | 0 | 0 | 0 | 0 | 4.62 | 2.51 | 3.15 | 0 | 21.88 | 0 | 9.41 | 31.09 | 50.37 | 1.87 | 124.9 | 0 | 0.3181 | 0.089726 | 0 | 0 | 0 | 0.30136 | 0.72135 | 1.5431 | 0.038199 | 3.0118 | 838.242 | 6.2671 | 785.772 | 0 | 0 | 5894.96 | 6547.68 | 10697.7 | 540.499 | 25311.2 | 697.661 | 0 | 0 | 0 | 1213.69 | 0 | 291.124 | 0 | 0 | 2202.48 | 0 | 0 | 0 | 0 | 0 | 0 | 0 | 0 | 0 | 0 | 24.71 | 0.18 | 3.15 | 0 | 34.53 | 27.38 | 34.74 | 44.93 | 2.49 | 172.11 | 0 | 0.0028262 | 0.089726 | 0 | 0 | 0.92718 | 0.77117 | 1.425 | 0.0075327 | 3.2235 | 60.6628 | 0 | 60.6628
2016-07-18 10:42 | EDR_CZ06_2100_ELEC | CZ06 PS21 BD01 BQ01 BW01 BA01 BF01 BH15 BC01 | Proposed and Standard | FAIL | -6.7 | 71.2214 | 875.662 | 35.1901 | 111.69 | 0 | 2498.64 | 505.557 | 2023.08 | 2025.88 | 119.621 | 8195.32 | 0 | 0 | 0 | 0 | 0 | 0 | 0 | 0 | 0 | 0 | 0 | 0 | 0 | 0 | 0 | 0 | 0 | 0 | 0 | 0 | 10.24 | 3.76 | 1.44 | 0 | 32.39 | 0 | 7.13 | 28.11 | 26.83 | 1.59 | 111.49 | 47.83 | 878.328 | 35.0522 | 111.69 | 0 | 0 | 505.557 | 2022.53 | 2025.88 | 119.621 | 5698.66 | 0 | 0 | 0 | 0 | 0 | 0 | 0 | 0 | 0 | 0 | 0 | 0 | 0 | 0 | 12.054 | 0 | 0 | 0 | 0 | 12.054 | 10.27 | 3.75 | 1.44 | 0 | 25.67 | 7.13 | 28.11 | 26.83 | 1.59 | 104.79 | 41.13 | CA Residential 2019, Vers. 1.0 | CSE 0.811 EXE |  | MPCBECC | 0 | 0.17077 | 0.012754 | 0 | 0.21077 | 0.074916 | 0.28797 | 0.25847 | 0.010531 | 1.0262 | 0.3943 | 0 | 0.1705 | 0.012754 | 0 | 0 | 0.074916 | 0.28792 | 0.25847 | 0.010531 | 0.8151 | 0.18326 | -0.21109 | -0.21104 | -6.3937 | -16.2898 | [9 empty] | 875.662 | 35.1901 | 111.69 | 0 | 2498.64 | 0 | 505.557 | 2023.08 | 2025.88 | 119.621 | 8195.32 | 0 | 0 | 0 | 0 | 0 | 0 | 0 | 0 | 0 | 0 | 0 | 0 | 0 | 0 | 0 | 0 | 0 | 0 | 0 | 0 | 10.24 | 3.76 | 1.44 | 0 | 32.39 | 0 | 7.13 | 28.11 | 26.83 | 1.59 | 111.49 | 0 | 0.17077 | 0.012754 | 0 | 0.21077 | 0 | 0.074916 | 0.28797 | 0.25847 | 0.010531 | 1.0262 | 1271.78 | 83.2879 | 111.69 | 0 | 2602.42 | 2135 | 2349 | 2531 | 297.5 | 11381.7 | 0 | 0 | 0 | 0 | 0 | 0 | 0 | 0 | 0 | 0 | 0 | 0 | 0 | 0 | 0 | 0 | 0 | 0 | 0 | 0 | 14.85 | 7.14 | 1.44 | 0 | 33.84 | 30.37 | 30.99 | 33.75 | 4.16 | 156.54 | 0 | 0.28197 | 0.012754 | 0 | 0.20639 | 0.3358 | 0.29977 | 0.33715 | 0.0041461 | 1.478 | 71.2214 | 0 | 66.9414
2016-07-18 10:45 | EDR_CZ06_2100_NGAS | CZ06 PS21 BD01 BQ01 BW01 BA01 BF01 BH14 BC01 | Proposed and Standard | PASS | 0 | 54.3994 | 67.8848 | 36.1009 | 111.69 | 0 | 0 | 505.557 | 952.683 | 2025.88 | 119.621 | 3819.42 | 79.0516 | 0 | 0 | 0 | 120.54 | 0 | 43.5155 | 0 | 0 | 243.107 | 0 | 0 | 0 | 0 | 0 | 0 | 0 | 0 | 0 | 0 | 9.19 | 3.84 | 1.44 | 0 | 11.5 | 0 | 7.13 | 17.14 | 26.83 | 1.59 | 78.66 | 25.97 | 67.8848 | 36.1009 | 111.69 | 0 | 0 | 505.557 | 952.683 | 2025.88 | 119.621 | 3819.42 | 79.0516 | 0 | 0 | 0 | 120.54 | 0 | 43.5155 | 0 | 0 | 243.107 | 0 | 0 | 0 | 0 | 0 | 0 | 0 | 0 | 0 | 0 | 9.19 | 3.84 | 1.44 | 0 | 11.5 | 7.13 | 17.14 | 26.83 | 1.59 | 78.66 | 25.97 | CA Residential 2019, Vers. 1.0 | CSE 0.811 EXE |  | MPCBECC | 0 | 0.17411 | 0.012754 | 0 | 0 | 0.074916 | 0.14455 | 0.25847 | 0.010531 | 0.67533 | 0.18687 | 0 | 0.17411 | 0.012754 | 0 | 0 | 0.074916 | 0.14455 | 0.25847 | 0.010531 | 0.67533 | 0.18687 | 5.9605e-08 | 2.9802e-08 | 0 | 0 | [9 empty] | 67.8848 | 36.1009 | 111.69 | 0 | 0 | 0 | 505.557 | 952.683 | 2025.88 | 119.621 | 3819.42 | 79.0516 | 0 | 0 | 0 | 120.54 | 0 | 43.5155 | 0 | 0 | 243.107 | 0 | 0 | 0 | 0 | 0 | 0 | 0 | 0 | 0 | 0 | 9.19 | 3.84 | 1.44 | 0 | 11.5 | 0 | 7.13 | 17.14 | 26.83 | 1.59 | 78.66 | 0 | 0.17411 | 0.012754 | 0 | 0 | 0 | 0.074916 | 0.14455 | 0.25847 | 0.010531 | 0.67533 | 148.465 | 90.9267 | 111.69 | 0 | 0 | 2135 | 930.001 | 2637.81 | 297.5 | 6351.39 | 123.557 | 0 | 0 | 0 | 174.776 | 0 | 65.4 | 0 | 0 | 363.733 | 0 | 0 | 0 | 0 | 0 | 0 | 0 | 0 | 0 | 0 | 14.82 | 7.56 | 1.44 | 0 | 16.68 | 30.37 | 18.25 | 35.17 | 4.16 | 128.45 | 0 | 0.29979 | 0.012754 | 0 | 0 | 0.3358 | 0.11074 | 0.35138 | 0.0041461 | 1.1146 | 54.3994 | 0 | 54.3994
2016-07-18 10:45 | EDR_CZ06_2700_ELEC | CZ06 PS27 BD01 BQ01 BW01 BA01 BF01 BH15 BC01 | Proposed and Standard | FAIL | -4.77 | 66.0839 | 985.375 | 70.0974 | 141.255 | 0 | 2786.23 | 615.745 | 2152.22 | 2371.31 | 151.515 | 9273.73 | 0 | 0 | 0 | 0 | 0 | 0 | 0 | 0 | 0 | 0 | 0 | 0 | 0 | 0 | 0 | 0 | 0 | 0 | 0 | 0 | 8.96 | 5.06 | 1.41 | 0 | 27.25 | 0 | 6.75 | 21.73 | 24.42 | 1.57 | 97.15 | 42.68 | 990.619 | 69.942 | 141.255 | 0 | 0 | 615.745 | 2151.43 | 2371.31 | 151.515 | 6491.81 | 0 | 0 | 0 | 0 | 0 | 0 | 0 | 0 | 0 | 0 | 0 | 0 | 0 | 0 | 13.5851 | 0 | 0 | 0 | 0 | 13.5851 | 9.01 | 5.04 | 1.41 | 0 | 22.45 | 6.75 | 21.72 | 24.42 | 1.57 | 92.37 | 37.91 | CA Residential 2019, Vers. 1.0 | CSE 0.811 EXE |  | MPCBECC | 0 | 0.2967 | 0.01613 | 0 | 0.22932 | 0.091244 | 0.23922 | 0.30219 | 0.013338 | 1.1881 | 0.54215 | 0 | 0.29575 | 0.01613 | 0 | 0 | 0.091244 | 0.23915 | 0.30219 | 0.013338 | 0.9578 | 0.31188 | -0.23034 | -0.23028 | -5.1748 | -12.5824 | [9 empty] | 985.375 | 70.0974 | 141.255 | 0 | 2786.23 | 0 | 615.745 | 2152.22 | 2371.31 | 151.515 | 9273.73 | 0 | 0 | 0 | 0 | 0 | 0 | 0 | 0 | 0 | 0 | 0 | 0 | 0 | 0 | 0 | 0 | 0 | 0 | 0 | 0 | 8.96 | 5.06 | 1.41 | 0 | 27.25 | 0 | 6.75 | 21.73 | 24.42 | 1.57 | 97.15 | 0 | 0.2967 | 0.01613 | 0 | 0.22932 | 0 | 0.091244 | 0.23922 | 0.30219 | 0.013338 | 1.1881 | 1724.53 | 165.239 | 141.255 | 0 | 2890.87 | 2615 | 2596 | 3146.01 | 327.5 | 13606.4 | 0 | 0 | 0 | 0 | 0 | 0 | 0 | 0 | 0 | 0 | 0 | 0 | 0 | 0 | 0 | 0 | 0 | 0 | 0 | 0 | 15.66 | 9.78 | 1.41 | 0 | 28.38 | 28.93 | 26.66 | 32.63 | 3.56 | 147.01 | 0 | 0.48019 | 0.01613 | 0 | 0.23235 | 0.4113 | 0.33233 | 0.41908 | 0.0045642 | 1.8959 | 66.0839 | 0 | 62.8325
2016-07-18 10:45 | EDR_CZ06_2700_NGAS | CZ06 PS27 BD01 BQ01 BW01 BA01 BF01 BH14 BC01 | Proposed and Standard | PASS | 0 | 52.4753 | 77.1258 | 71.3936 | 141.255 | 0 | 0 | 615.745 | 1046.77 | 2371.31 | 151.515 | 4475.11 | 89.8127 | 0 | 0 | 0 | 135.851 | 0 | 45.1978 | 0 | 0 | 270.862 | 0 | 0 | 0 | 0 | 0 | 0 | 0 | 0 | 0 | 0 | 8.11 | 5.12 | 1.41 | 0 | 10.03 | 0 | 6.75 | 14.11 | 24.42 | 1.57 | 71.52 | 24.67 | 77.1258 | 71.3936 | 141.255 | 0 | 0 | 615.745 | 1046.77 | 2371.31 | 151.515 | 4475.11 | 89.8127 | 0 | 0 | 0 | 135.851 | 0 | 45.1978 | 0 | 0 | 270.862 | 0 | 0 | 0 | 0 | 0 | 0 | 0 | 0 | 0 | 0 | 8.11 | 5.12 | 1.41 | 0 | 10.03 | 6.75 | 14.11 | 24.42 | 1.57 | 71.52 | 24.67 | CA Residential 2019, Vers. 1.0 | CSE 0.811 EXE |  | MPCBECC | 0 | 0.30086 | 0.01613 | 0 | 0 | 0.091244 | 0.14184 | 0.30219 | 0.013338 | 0.8656 | 0.31699 | 0 | 0.30086 | 0.01613 | 0 | 0 | 0.091244 | 0.14184 | 0.30219 | 0.013338 | 0.8656 | 0.31699 | -1.1921e-07 | -5.9605e-08 | 0 | 0 | [9 empty] | 77.1258 | 71.3936 | 141.255 | 0 | 0 | 0 | 615.745 | 1046.77 | 2371.31 | 151.515 | 4475.11 | 89.8127 | 0 | 0 | 0 | 135.851 | 0 | 45.1978 | 0 | 0 | 270.862 | 0 | 0 | 0 | 0 | 0 | 0 | 0 | 0 | 0 | 0 | 8.11 | 5.12 | 1.41 | 0 | 10.03 | 0 | 6.75 | 14.11 | 24.42 | 1.57 | 71.52 | 0 | 0.30086 | 0.01613 | 0 | 0 | 0 | 0.091244 | 0.14184 | 0.30219 | 0.013338 | 0.8656 | 203.963 | 174.18 | 141.255 | 0 | 0 | 2615 | 989.001 | 3267.2 | 327.5 | 7718.1 | 169.744 | 0 | 0 | 0 | 189.563 | 0 | 73.4 | 0 | 0 | 432.706 | 0 | 0 | 0 | 0 | 0 | 0 | 0 | 0 | 0 | 0 | 15.81 | 10.12 | 1.41 | 0 | 14 | 28.93 | 15.38 | 33.89 | 3.56 | 123.1 | 0 | 0.49839 | 0.01613 | 0 | 0 | 0.4113 | 0.11826 | 0.43522 | 0.0045642 | 1.4838 | 52.4753 | 0 | 52.4753
2016-07-18 10:45 | EDR_CZ06_6960_ELEC | CZ06 PS69 BD01 BQ01 BW01 BA01 BF01 BH15 BC01 | Proposed and Standard | FAIL | -16.29 | 84.3529 | 994.147 | 727.949 | 785.772 | 0 | 15162.2 | 2033.7 | 12588.8 | 12062 | 433.914 | 44788.4 | 0 | 0 | 0 | 0 | 0 | 0 | 0 | 0 | 0 | 0 | 0 | 0 | 0 | 0 | 0 | 0 | 0 | 0 | 0 | 0 | 3.5 | 12.38 | 3.05 | 0 | 58.76 | 0 | 8.65 | 51.06 | 48.24 | 1.75 | 187.39 | 77.69 | 1067.07 | 680.561 | 785.772 | 0 | 0 | 2033.7 | 12580.6 | 12062 | 433.914 | 29643.6 | 0 | 0 | 0 | 0 | 0 | 0 | 0 | 0 | 0 | 0 | 0 | 0 | 0 | 0 | 68.409 | 0 | 0 | 0 | 0 | 68.409 | 3.75 | 10.7 | 3.05 | 0 | 43.9 | 8.65 | 51.04 | 48.24 | 1.75 | 171.08 | 61.4 | CA Residential 2019, Vers. 1.0 | CSE 0.811 EXE |  | MPCBECC | 0 | 1.6667 | 0.089726 | 0 | 1.2223 | 0.30136 | 1.6828 | 1.5431 | 0.038199 | 6.5441 | 2.9787 | 0 | 1.4972 | 0.089726 | 0 | 0 | 0.30136 | 1.6834 | 1.5431 | 0.038199 | 5.153 | 1.5869 | -1.3912 | -1.3918 | -9.5335 | -26.5309 | [9 empty] | 994.147 | 727.949 | 785.772 | 0 | 15162.2 | 0 | 2033.7 | 12588.8 | 12062 | 433.914 | 44788.4 | 0 | 0 | 0 | 0 | 0 | 0 | 0 | 0 | 0 | 0 | 0 | 0 | 0 | 0 | 0 | 0 | 0 | 0 | 0 | 0 | 3.5 | 12.38 | 3.05 | 0 | 58.76 | 0 | 8.65 | 51.06 | 48.24 | 1.75 | 187.39 | 0 | 1.6667 | 0.089726 | 0 | 1.2223 | 0 | 0.30136 | 1.6828 | 1.5431 | 0.038199 | 6.5441 | 2380.18 | 1367.02 | 785.772 | 0 | 15879.8 | 5894.96 | 15077.5 | 10697.7 | 540.499 | 52623.5 | 0 | 0 | 0 | 0 | 0 | 0 | 0 | 0 | 0 | 0 | 0 | 0 | 0 | 0 | 0 | 0 | 0 | 0 | 0 | 0 | 8.38 | 18.16 | 3.05 | 0 | 62.04 | 25.3 | 59.9 | 43.04 | 2.28 | 222.15 | 0 | 2.5629 | 0.089726 | 0 | 1.4574 | 0.92718 | 1.9074 | 1.425 | 0.0075327 | 8.3773 | 84.3529 | 0 | 77.011
2016-07-18 10:45 | EDR_CZ06_6960_NGAS | CZ06 PS69 BD01 BQ01 BW01 BA01 BF01 BH14 BC01 | Proposed and Standard | PASS | 0 | 64.7192 | 55.1689 | 705.342 | 785.772 | 0 | 0 | 2033.7 | 5518.3 | 12062 | 433.914 | 21594.2 | 64.244 | 0 | 0 | 0 | 684.09 | 0 | 288.262 | 0 | 0 | 1036.6 | 0 | 0 | 0 | 0 | 0 | 0 | 0 | 0 | 0 | 0 | 2.26 | 10.97 | 3.05 | 0 | 19.61 | 0 | 8.65 | 30.46 | 48.24 | 1.75 | 124.99 | 35.89 | 55.1686 | 705.419 | 785.772 | 0 | 0 | 2033.7 | 5518.32 | 12062 | 433.914 | 21594.3 | 64.2437 | 0 | 0 | 0 | 684.09 | 0 | 288.262 | 0 | 0 | 1036.6 | 0 | 0 | 0 | 0 | 0 | 0 | 0 | 0 | 0 | 0 | 2.26 | 10.97 | 3.05 | 0 | 19.61 | 8.65 | 30.46 | 48.24 | 1.75 | 124.99 | 35.89 | CA Residential 2019, Vers. 1.0 | CSE 0.811 EXE |  | MPCBECC | 0 | 1.542 | 0.089726 | 0 | 0 | 0.30136 | 0.73876 | 1.5431 | 0.038199 | 4.2532 | 1.6318 | 0 | 1.5421 | 0.089726 | 0 | 0 | 0.30136 | 0.73876 | 1.5431 | 0.038199 | 4.2533 | 1.6318 | 6.5327e-05 | 6.3539e-05 | 0 | 0 | [9 empty] | 55.1689 | 705.342 | 785.772 | 0 | 0 | 0 | 2033.7 | 5518.3 | 12062 | 433.914 | 21594.2 | 64.244 | 0 | 0 | 0 | 684.09 | 0 | 288.262 | 0 | 0 | 1036.6 | 0 | 0 | 0 | 0 | 0 | 0 | 0 | 0 | 0 | 0 | 2.26 | 10.97 | 3.05 | 0 | 19.61 | 0 | 8.65 | 30.46 | 48.24 | 1.75 | 124.99 | 0 | 1.542 | 0.089726 | 0 | 0 | 0 | 0.30136 | 0.73876 | 1.5431 | 0.038199 | 4.2532 | 277.28 | 1263.29 | 785.772 | 0 | 0 | 5894.96 | 6547.68 | 10697.7 | 540.499 | 26007.2 | 230.76 | 0 | 0 | 0 | 1129.31 | 0 | 291.124 | 0 | 0 | 1651.2 | 0 | 0 | 0 | 0 | 0 | 0 | 0 | 0 | 0 | 0 | 8.38 | 17.17 | 3.05 | 0 | 32.37 | 25.3 | 33.88 | 43.04 | 2.28 | 165.47 | 0 | 2.4048 | 0.089726 | 0 | 0 | 0.92718 | 0.77117 | 1.425 | 0.0075327 | 5.6255 | 64.7192 | 0 | 64.7192
2016-07-18 10:45 | EDR_CZ07_2100_ELEC | CZ07 PS21 BD01 BQ01 BW01 BA01 BF01 BH15 BC01 | Proposed and Standard | FAIL | -7.22 | 70.9347 | 302.324 | 3.3492 | 111.69 | 0 | 2458.76 | 505.557 | 2023.83 | 2025.88 | 119.621 | 7551.02 | 0 | 0 | 0 | 0 | 0 | 0 | 0 | 0 | 0 | 0 | 0 | 0 | 0 | 0 | 0 | 0 | 0 | 0 | 0 | 0 | 3.6 | 0.5 | 1.46 | 0 | 32.53 | 0 | 7.29 | 28.23 | 27.36 | 1.63 | 102.6 | 38.09 | 308.551 | 3.4108 | 111.69 | 0 | 0 | 505.557 | 2023.29 | 2025.88 | 119.621 | 5098 | 0 | 0 | 0 | 0 | 0 | 0 | 0 | 0 | 0 | 0 | 0 | 0 | 0 | 0 | 11.8608 | 0 | 0 | 0 | 0 | 11.8608 | 3.67 | 0.51 | 1.46 | 0 | 25.23 | 7.29 | 28.22 | 27.36 | 1.63 | 95.37 | 30.87 | CA Residential 2019, Vers. 1.0 | CSE 0.811 EXE |  | MPCBECC | 0 | 0.030111 | 0.012754 | 0 | 0.21916 | 0.074916 | 0.28748 | 0.25847 | 0.010531 | 0.89343 | 0.26203 | 0 | 0.032168 | 0.012754 | 0 | 0 | 0.074916 | 0.28744 | 0.25847 | 0.010531 | 0.67628 | 0.044922 | -0.21715 | -0.21711 | -7.581 | -23.3884 | [9 empty] | 302.324 | 3.3492 | 111.69 | 0 | 2458.76 | 0 | 505.557 | 2023.83 | 2025.88 | 119.621 | 7551.02 | 0 | 0 | 0 | 0 | 0 | 0 | 0 | 0 | 0 | 0 | 0 | 0 | 0 | 0 | 0 | 0 | 0 | 0 | 0 | 0 | 3.6 | 0.5 | 1.46 | 0 | 32.53 | 0 | 7.29 | 28.23 | 27.36 | 1.63 | 102.6 | 0 | 0.030111 | 0.012754 | 0 | 0.21916 | 0 | 0.074916 | 0.28748 | 0.25847 | 0.010531 | 0.89343 | 461.806 | 24.4331 | 111.69 | 0 | 2560.5 | 2135 | 2349 | 2531 | 297.5 | 10470.9 | 0 | 0 | 0 | 0 | 0 | 0 | 0 | 0 | 0 | 0 | 0 | 0 | 0 | 0 | 0 | 0 | 0 | 0 | 0 | 0 | 5.49 | 2.52 | 1.46 | 0 | 33.77 | 31.09 | 31.61 | 34.44 | 4.26 | 144.64 | 0 | 0.10926 | 0.012754 | 0 | 0.20131 | 0.3358 | 0.29977 | 0.33715 | 0.0041461 | 1.3002 | 70.9347 | 0 | 65.9361
2016-07-18 10:45 | EDR_CZ07_2100_NGAS | CZ07 PS21 BD01 BQ01 BW01 BA01 BF01 BH14 BC01 | Proposed and Standard | PASS | 0 | 52.0679 | 25.1411 | 3.7109 | 111.69 | 0 | 0 | 505.557 | 954.253 | 2025.88 | 119.621 | 3745.86 | 29.2758 | 0 | 0 | 0 | 118.608 | 0 | 43.5155 | 0 | 0 | 191.399 | 0 | 0 | 0 | 0 | 0 | 0 | 0 | 0 | 0 | 0 | 3.3 | 0.55 | 1.46 | 0 | 11.12 | 0 | 7.29 | 17.21 | 27.36 | 1.63 | 69.92 | 16.43 | 25.1413 | 3.7109 | 111.69 | 0 | 0 | 505.557 | 954.253 | 2025.88 | 119.621 | 3745.86 | 29.2759 | 0 | 0 | 0 | 118.608 | 0 | 43.5155 | 0 | 0 | 191.399 | 0 | 0 | 0 | 0 | 0 | 0 | 0 | 0 | 0 | 0 | 3.3 | 0.55 | 1.46 | 0 | 11.12 | 7.29 | 17.21 | 27.36 | 1.63 | 69.92 | 16.43 | CA Residential 2019, Vers. 1.0 | CSE 0.811 EXE |  | MPCBECC | 0 | 0.033629 | 0.012754 | 0 | 0 | 0.074916 | 0.14407 | 0.25847 | 0.010531 | 0.53436 | 0.046383 | 0 | 0.033629 | 0.012754 | 0 | 0 | 0.074916 | 0.14407 | 0.25847 | 0.010531 | 0.53436 | 0.046383 | 5.9605e-08 | 6.7055e-08 | 0 | 0 | [9 empty] | 25.1411 | 3.7109 | 111.69 | 0 | 0 | 0 | 505.557 | 954.253 | 2025.88 | 119.621 | 3745.86 | 29.2758 | 0 | 0 | 0 | 118.608 | 0 | 43.5155 | 0 | 0 | 191.399 | 0 | 0 | 0 | 0 | 0 | 0 | 0 | 0 | 0 | 0 | 3.3 | 0.55 | 1.46 | 0 | 11.12 | 0 | 7.29 | 17.21 | 27.36 | 1.63 | 69.92 | 0 | 0.033629 | 0.012754 | 0 | 0 | 0 | 0.074916 | 0.14407 | 0.25847 | 0.010531 | 0.53436 | 60.1105 | 29.0237 | 111.69 | 0 | 0 | 2135 | 930.001 | 2637.81 | 297.5 | 6201.14 | 50.0238 | 0 | 0 | 0 | 173.063 | 0 | 65.4 | 0 | 0 | 288.487 | 0 | 0 | 0 | 0 | 0 | 0 | 0 | 0 | 0 | 0 | 5.83 | 2.87 | 1.46 | 0 | 16.23 | 31.09 | 18.39 | 35.9 | 4.26 | 116.03 | 0 | 0.1338 | 0.012754 | 0 | 0 | 0.3358 | 0.11074 | 0.35138 | 0.0041461 | 0.94862 | 52.0679 | 0 | 52.0679
2016-07-18 10:45 | EDR_CZ07_2700_ELEC | CZ07 PS27 BD01 BQ01 BW01 BA01 BF01 BH15 BC01 | Proposed and Standard | FAIL | -5.12 | 65.9011 | 321.128 | 11.6724 | 141.255 | 0 | 2741.77 | 615.745 | 2153.16 | 2371.31 | 151.515 | 8507.55 | 0 | 0 | 0 | 0 | 0 | 0 | 0 | 0 | 0 | 0 | 0 | 0 | 0 | 0 | 0 | 0 | 0 | 0 | 0 | 0 | 2.97 | 1.1 | 1.44 | 0 | 27.22 | 0 | 6.9 | 22.24 | 24.9 | 1.61 | 88.38 | 32.73 | 324.786 | 11.6567 | 141.255 | 0 | 0 | 615.745 | 2152.37 | 2371.31 | 151.515 | 5768.64 | 0 | 0 | 0 | 0 | 0 | 0 | 0 | 0 | 0 | 0 | 0 | 0 | 0 | 0 | 13.3688 | 0 | 0 | 0 | 0 | 13.3688 | 3 | 1.1 | 1.44 | 0 | 22.07 | 6.9 | 22.23 | 24.9 | 1.61 | 83.25 | 27.61 | CA Residential 2019, Vers. 1.0 | CSE 0.811 EXE |  | MPCBECC | 0 | 0.071745 | 0.01613 | 0 | 0.22782 | 0.091244 | 0.23861 | 0.30219 | 0.013338 | 0.96107 | 0.31569 | 0 | 0.07174 | 0.01613 | 0 | 0 | 0.091244 | 0.23854 | 0.30219 | 0.013338 | 0.73318 | 0.08787 | -0.22789 | -0.22782 | -6.1622 | -18.544 | [9 empty] | 321.128 | 11.6724 | 141.255 | 0 | 2741.77 | 0 | 615.745 | 2153.16 | 2371.31 | 151.515 | 8507.55 | 0 | 0 | 0 | 0 | 0 | 0 | 0 | 0 | 0 | 0 | 0 | 0 | 0 | 0 | 0 | 0 | 0 | 0 | 0 | 0 | 2.97 | 1.1 | 1.44 | 0 | 27.22 | 0 | 6.9 | 22.24 | 24.9 | 1.61 | 88.38 | 0 | 0.071745 | 0.01613 | 0 | 0.22782 | 0 | 0.091244 | 0.23861 | 0.30219 | 0.013338 | 0.96107 | 635.89 | 71.2128 | 141.255 | 0 | 2844.44 | 2615 | 2596 | 3146.01 | 327.5 | 12377.3 | 0 | 0 | 0 | 0 | 0 | 0 | 0 | 0 | 0 | 0 | 0 | 0 | 0 | 0 | 0 | 0 | 0 | 0 | 0 | 0 | 5.88 | 4.73 | 1.44 | 0 | 28.31 | 29.61 | 27.19 | 33.3 | 3.65 | 134.11 | 0 | 0.2955 | 0.01613 | 0 | 0.23455 | 0.4113 | 0.33233 | 0.41908 | 0.0045642 | 1.7134 | 65.9011 | 0 | 62.0759
2016-07-18 10:45 | EDR_CZ07_2700_NGAS | CZ07 PS27 BD01 BQ01 BW01 BA01 BF01 BH14 BC01 | Proposed and Standard | PASS | 0 | 50.1691 | 27.4968 | 12.13 | 141.255 | 0 | 0 | 615.745 | 1048.62 | 2371.31 | 151.515 | 4368.07 | 32.0189 | 0 | 0 | 0 | 133.688 | 0 | 45.1978 | 0 | 0 | 210.905 | 0 | 0 | 0 | 0 | 0 | 0 | 0 | 0 | 0 | 0 | 2.8 | 1.14 | 1.44 | 0 | 9.71 | 0 | 6.9 | 14.24 | 24.9 | 1.61 | 62.74 | 15.09 | 27.4968 | 12.13 | 141.255 | 0 | 0 | 615.745 | 1048.62 | 2371.31 | 151.515 | 4368.07 | 32.0189 | 0 | 0 | 0 | 133.688 | 0 | 45.1978 | 0 | 0 | 210.905 | 0 | 0 | 0 | 0 | 0 | 0 | 0 | 0 | 0 | 0 | 2.8 | 1.14 | 1.44 | 0 | 9.71 | 6.9 | 14.24 | 24.9 | 1.61 | 62.74 | 15.09 | CA Residential 2019, Vers. 1.0 | CSE 0.811 EXE |  | MPCBECC | 0 | 0.073411 | 0.01613 | 0 | 0 | 0.091244 | 0.14122 | 0.30219 | 0.013338 | 0.63753 | 0.089541 | 0 | 0.073411 | 0.01613 | 0 | 0 | 0.091244 | 0.14122 | 0.30219 | 0.013338 | 0.63753 | 0.089541 | 0 | 0 | 0 | 0 | [9 empty] | 27.4968 | 12.13 | 141.255 | 0 | 0 | 0 | 615.745 | 1048.62 | 2371.31 | 151.515 | 4368.07 | 32.0189 | 0 | 0 | 0 | 133.688 | 0 | 45.1978 | 0 | 0 | 210.905 | 0 | 0 | 0 | 0 | 0 | 0 | 0 | 0 | 0 | 0 | 2.8 | 1.14 | 1.44 | 0 | 9.71 | 0 | 6.9 | 14.24 | 24.9 | 1.61 | 62.74 | 0 | 0.073411 | 0.01613 | 0 | 0 | 0 | 0.091244 | 0.14122 | 0.30219 | 0.013338 | 0.63753 | 84.3069 | 76.9065 | 141.255 | 0 | 0 | 2615 | 989.001 | 3267.2 | 327.5 | 7501.17 | 70.16 | 0 | 0 | 0 | 187.665 | 0 | 73.4 | 0 | 0 | 331.225 | 0 | 0 | 0 | 0 | 0 | 0 | 0 | 0 | 0 | 0 | 6.35 | 5.06 | 1.44 | 0 | 13.63 | 29.61 | 15.5 | 34.58 | 3.65 | 109.82 | 0 | 0.31993 | 0.01613 | 0 | 0 | 0.4113 | 0.11826 | 0.43522 | 0.0045642 | 1.3054 | 50.1691 | 0 | 50.1691
2016-07-18 10:45 | EDR_CZ07_6960_ELEC | CZ07 PS69 BD01 BQ01 BW01 BA01 BF01 BH15 BC01 | Proposed and Standard | FAIL | -17.32 | 85.7815 | 127.21 | 420.608 | 785.772 | 0 | 14937.8 | 2033.7 | 12596.2 | 12062 | 433.914 | 43397.1 | 0 | 0 | 0 | 0 | 0 | 0 | 0 | 0 | 0 | 0 | 0 | 0 | 0 | 0 | 0 | 0 | 0 | 0 | 0 | 0 | 0.46 | 8.75 | 3.1 | 0 | 59.82 | 0 | 8.84 | 52.07 | 49.19 | 1.78 | 184.01 | 72.13 | 150.754 | 393.008 | 785.772 | 0 | 0 | 2033.7 | 12585.1 | 12062 | 433.914 | 28444.2 | 0 | 0 | 0 | 0 | 0 | 0 | 0 | 0 | 0 | 0 | 0 | 0 | 0 | 0 | 67.3418 | 0 | 0 | 0 | 0 | 67.3418 | 0.54 | 8.01 | 3.1 | 0 | 43.16 | 8.84 | 52.03 | 49.19 | 1.78 | 166.65 | 54.81 | CA Residential 2019, Vers. 1.0 | CSE 0.811 EXE |  | MPCBECC | 0 | 1.4224 | 0.089726 | 0 | 1.3228 | 0.30136 | 1.6817 | 1.5431 | 0.038199 | 6.3993 | 2.8349 | 0 | 1.3111 | 0.089726 | 0 | 0 | 0.30136 | 1.6821 | 1.5431 | 0.038199 | 4.9656 | 1.4008 | -1.4337 | -1.4341 | -10.417 | -31.6001 | [9 empty] | 127.21 | 420.608 | 785.772 | 0 | 14937.8 | 0 | 2033.7 | 12596.2 | 12062 | 433.914 | 43397.1 | 0 | 0 | 0 | 0 | 0 | 0 | 0 | 0 | 0 | 0 | 0 | 0 | 0 | 0 | 0 | 0 | 0 | 0 | 0 | 0 | 0.46 | 8.75 | 3.1 | 0 | 59.82 | 0 | 8.84 | 52.07 | 49.19 | 1.78 | 184.01 | 0 | 1.4224 | 0.089726 | 0 | 1.3228 | 0 | 0.30136 | 1.6817 | 1.5431 | 0.038199 | 6.3993 | 501.97 | 839.487 | 785.772 | 0 | 15656.3 | 5894.96 | 15077.5 | 10697.7 | 540.499 | 49994.2 | 0 | 0 | 0 | 0 | 0 | 0 | 0 | 0 | 0 | 0 | 0 | 0 | 0 | 0 | 0 | 0 | 0 | 0 | 0 | 0 | 1.8 | 13.48 | 3.1 | 0 | 62.88 | 25.9 | 61.08 | 43.93 | 2.34 | 214.51 | 0 | 2.6942 | 0.089726 | 0 | 1.4665 | 0.92718 | 1.9074 | 1.425 | 0.0075327 | 8.5176 | 85.7815 | 0 | 77.6887
2016-07-18 10:45 | EDR_CZ07_6960_NGAS | CZ07 PS69 BD01 BQ01 BW01 BA01 BF01 BH14 BC01 | Proposed and Standard | PASS | 0 | 64.4241 | 6.2268 | 408.015 | 785.772 | 0 | 0 | 2033.7 | 5528.01 | 12062 | 433.914 | 21257.6 | 7.2508 | 0 | 0 | 0 | 673.418 | 0 | 288.262 | 0 | 0 | 968.931 | 0 | 0 | 0 | 0 | 0 | 0 | 0 | 0 | 0 | 0 | 0.25 | 8.26 | 3.1 | 0 | 18.98 | 0 | 8.84 | 30.85 | 49.19 | 1.78 | 121.25 | 30.59 | 6.2264 | 408.068 | 785.772 | 0 | 0 | 2033.7 | 5528.03 | 12062 | 433.914 | 21257.7 | 7.2504 | 0 | 0 | 0 | 673.418 | 0 | 288.262 | 0 | 0 | 968.93 | 0 | 0 | 0 | 0 | 0 | 0 | 0 | 0 | 0 | 0 | 0.25 | 8.26 | 3.1 | 0 | 18.98 | 8.84 | 30.85 | 49.19 | 1.78 | 121.25 | 30.59 | CA Residential 2019, Vers. 1.0 | CSE 0.811 EXE |  | MPCBECC | 0 | 1.3589 | 0.089726 | 0 | 0 | 0.30136 | 0.73746 | 1.5431 | 0.038199 | 4.0688 | 1.4486 | 0 | 1.3591 | 0.089726 | 0 | 0 | 0.30136 | 0.73746 | 1.5431 | 0.038199 | 4.0689 | 1.4488 | 0.0001502 | 0.00014782 | 0 | 0 | [9 empty] | 6.2268 | 408.015 | 785.772 | 0 | 0 | 0 | 2033.7 | 5528.01 | 12062 | 433.914 | 21257.6 | 7.2508 | 0 | 0 | 0 | 673.418 | 0 | 288.262 | 0 | 0 | 968.931 | 0 | 0 | 0 | 0 | 0 | 0 | 0 | 0 | 0 | 0 | 0.25 | 8.26 | 3.1 | 0 | 18.98 | 0 | 8.84 | 30.85 | 49.19 | 1.78 | 121.25 | 0 | 1.3589 | 0.089726 | 0 | 0 | 0 | 0.30136 | 0.73746 | 1.5431 | 0.038199 | 4.0688 | 74.5533 | 764.651 | 785.772 | 0 | 0 | 5894.96 | 6547.68 | 10697.7 | 540.499 | 25305.9 | 62.0431 | 0 | 0 | 0 | 1119.5 | 0 | 291.124 | 0 | 0 | 1472.67 | 0 | 0 | 0 | 0 | 0 | 0 | 0 | 0 | 0 | 0 | 2.19 | 12.58 | 3.1 | 0 | 31.56 | 25.9 | 34.24 | 43.93 | 2.34 | 155.84 | 0 | 2.506 | 0.089726 | 0 | 0 | 0.92718 | 0.77117 | 1.425 | 0.0075327 | 5.7266 | 64.4241 | 0 | 64.4241
2016-07-18 10:45 | EDR_CZ08_2100_ELEC | CZ08 PS21 BD02 BQ01 BW02 BA03 BF01 BH15 BC02 | Proposed and Standard | FAIL | -6.63 | 64.3526 | 440.484 | 223.45 | 111.69 | 0 | 2394.53 | 505.557 | 2038.8 | 2025.88 | 119.621 | 7860.01 | 0 | 0 | 0 | 0 | 0 | 0 | 0 | 0 | 0 | 0 | 0 | 0 | 0 | 0 | 0 | 0 | 0 | 0 | 0 | 0 | 5.08 | 10.02 | 1.42 | 0 | 31.26 | 0 | 6.91 | 27.93 | 26.42 | 1.55 | 110.59 | 47.78 | 441.979 | 223.196 | 111.69 | 0 | 0 | 505.557 | 2038.25 | 2025.88 | 119.621 | 5466.18 | 0 | 0 | 0 | 0 | 0 | 0 | 0 | 0 | 0 | 0 | 0 | 0 | 0 | 0 | 11.5582 | 0 | 0 | 0 | 0 | 11.5582 | 5.1 | 10 | 1.42 | 0 | 24.63 | 6.91 | 27.92 | 26.42 | 1.55 | 103.95 | 41.15 | CA Residential 2019, Vers. 1.0 | CSE 0.811 EXE |  | MPCBECC | 0 | 0.44406 | 0.012754 | 0 | 0.1462 | 0.074916 | 0.29262 | 0.25847 | 0.010531 | 1.2395 | 0.60301 | 0 | 0.44383 | 0.012754 | 0 | 0 | 0.074916 | 0.29258 | 0.25847 | 0.010531 | 1.0931 | 0.45658 | -0.14647 | -0.14643 | -6.3877 | -16.1118 | [9 empty] | 440.484 | 223.45 | 111.69 | 0 | 2394.53 | 0 | 505.557 | 2038.8 | 2025.88 | 119.621 | 7860.01 | 0 | 0 | 0 | 0 | 0 | 0 | 0 | 0 | 0 | 0 | 0 | 0 | 0 | 0 | 0 | 0 | 0 | 0 | 0 | 0 | 5.08 | 10.02 | 1.42 | 0 | 31.26 | 0 | 6.91 | 27.93 | 26.42 | 1.55 | 110.59 | 0 | 0.44406 | 0.012754 | 0 | 0.1462 | 0 | 0.074916 | 0.29262 | 0.25847 | 0.010531 | 1.2395 | 898.935 | 622.389 | 111.69 | 0 | 2493.77 | 2135 | 2349 | 2531 | 297.5 | 11439.3 | 0 | 0 | 0 | 0 | 0 | 0 | 0 | 0 | 0 | 0 | 0 | 0 | 0 | 0 | 0 | 0 | 0 | 0 | 0 | 0 | 10.36 | 29.41 | 1.42 | 0 | 33.48 | 29.46 | 30.55 | 33.22 | 3.95 | 171.85 | 0 | 1.4895 | 0.012754 | 0 | 0.24032 | 0.3358 | 0.29977 | 0.33715 | 0.0041461 | 2.7194 | 64.3526 | 0 | 60.4888
2016-07-18 10:45 | EDR_CZ08_2100_NGAS | CZ08 PS21 BD02 BQ01 BW02 BA03 BF01 BH14 BC02 | Proposed and Standard | PASS | 0 | 49.8249 | 35.3812 | 226.428 | 111.69 | 0 | 0 | 505.557 | 969.098 | 2025.88 | 119.621 | 3993.66 | 41.2014 | 0 | 0 | 0 | 115.582 | 0 | 43.5155 | 0 | 0 | 200.299 | 0 | 0 | 0 | 0 | 0 | 0 | 0 | 0 | 0 | 0 | 4.8 | 10.17 | 1.42 | 0 | 11.04 | 0 | 6.91 | 17.59 | 26.42 | 1.55 | 79.9 | 27.43 | 35.3812 | 226.428 | 111.69 | 0 | 0 | 505.557 | 969.098 | 2025.88 | 119.621 | 3993.66 | 41.2015 | 0 | 0 | 0 | 115.582 | 0 | 43.5155 | 0 | 0 | 200.299 | 0 | 0 | 0 | 0 | 0 | 0 | 0 | 0 | 0 | 0 | 4.8 | 10.17 | 1.42 | 0 | 11.04 | 6.91 | 17.59 | 26.42 | 1.55 | 79.9 | 27.43 | CA Residential 2019, Vers. 1.0 | CSE 0.811 EXE |  | MPCBECC | 0 | 0.45292 | 0.012754 | 0 | 0 | 0.074916 | 0.1492 | 0.25847 | 0.010531 | 0.95879 | 0.46568 | 0 | 0.45292 | 0.012754 | 0 | 0 | 0.074916 | 0.1492 | 0.25847 | 0.010531 | 0.95879 | 0.46568 | 0 | 2.9802e-08 | 0 | 0 | [9 empty] | 35.3812 | 226.428 | 111.69 | 0 | 0 | 0 | 505.557 | 969.098 | 2025.88 | 119.621 | 3993.66 | 41.2014 | 0 | 0 | 0 | 115.582 | 0 | 43.5155 | 0 | 0 | 200.299 | 0 | 0 | 0 | 0 | 0 | 0 | 0 | 0 | 0 | 0 | 4.8 | 10.17 | 1.42 | 0 | 11.04 | 0 | 6.91 | 17.59 | 26.42 | 1.55 | 79.9 | 0 | 0.45292 | 0.012754 | 0 | 0 | 0 | 0.074916 | 0.1492 | 0.25847 | 0.010531 | 0.95879 | 108.019 | 654.303 | 111.69 | 0 | 0 | 2135 | 930.001 | 2637.81 | 297.5 | 6874.32 | 89.8967 | 0 | 0 | 0 | 170.045 | 0 | 65.4 | 0 | 0 | 325.342 | 0 | 0 | 0 | 0 | 0 | 0 | 0 | 0 | 0 | 0 | 10.79 | 30.16 | 1.42 | 0 | 16.24 | 29.46 | 18.1 | 34.62 | 3.95 | 144.74 | 0 | 1.5247 | 0.012754 | 0 | 0 | 0.3358 | 0.11074 | 0.35138 | 0.0041461 | 2.3395 | 49.8249 | 0 | 49.8249
2016-07-18 10:45 | EDR_CZ08_2700_ELEC | CZ08 PS27 BD02 BQ01 BW02 BA03 BF01 BH15 BC02 | Proposed and Standard | FAIL | -3.42 | 60.2634 | 529.036 | 355.257 | 141.255 | 0 | 2668.9 | 615.745 | 2171.36 | 2371.31 | 151.515 | 9004.38 | 0 | 0 | 0 | 0 | 0 | 0 | 0 | 0 | 0 | 0 | 0 | 0 | 0 | 0 | 0 | 0 | 0 | 0 | 0 | 0 | 4.75 | 12.76 | 1.4 | 0 | 24.95 | 0 | 6.55 | 21.48 | 24.05 | 1.53 | 97.47 | 43.86 | 530.943 | 354.472 | 141.255 | 0 | 0 | 615.745 | 2170.57 | 2371.31 | 151.515 | 6335.81 | 0 | 0 | 0 | 0 | 0 | 0 | 0 | 0 | 0 | 0 | 0 | 0 | 0 | 0 | 13.0203 | 0 | 0 | 0 | 0 | 13.0203 | 4.77 | 12.74 | 1.4 | 0 | 21.53 | 6.55 | 21.47 | 24.05 | 1.53 | 94.04 | 40.44 | CA Residential 2019, Vers. 1.0 | CSE 0.811 EXE |  | MPCBECC | 0 | 0.75025 | 0.01613 | 0 | 0.26443 | 0.091244 | 0.24483 | 0.30219 | 0.013338 | 1.6824 | 1.0308 | 0 | 0.74856 | 0.01613 | 0 | 0 | 0.091244 | 0.24477 | 0.30219 | 0.013338 | 1.4162 | 0.76469 | -0.26618 | -0.26613 | -3.6474 | -8.457 | [9 empty] | 529.036 | 355.257 | 141.255 | 0 | 2668.9 | 0 | 615.745 | 2171.36 | 2371.31 | 151.515 | 9004.38 | 0 | 0 | 0 | 0 | 0 | 0 | 0 | 0 | 0 | 0 | 0 | 0 | 0 | 0 | 0 | 0 | 0 | 0 | 0 | 0 | 4.75 | 12.76 | 1.4 | 0 | 24.95 | 0 | 6.55 | 21.48 | 24.05 | 1.53 | 97.47 | 0 | 0.75025 | 0.01613 | 0 | 0.26443 | 0 | 0.091244 | 0.24483 | 0.30219 | 0.013338 | 1.6824 | 1269.95 | 927.543 | 141.255 | 0 | 2769.64 | 2615 | 2596 | 3146.01 | 327.5 | 13792.9 | 0 | 0 | 0 | 0 | 0 | 0 | 0 | 0 | 0 | 0 | 0 | 0 | 0 | 0 | 0 | 0 | 0 | 0 | 0 | 0 | 11.39 | 33.55 | 1.4 | 0 | 25.55 | 28.07 | 26.28 | 32.12 | 3.38 | 161.74 | 0 | 2.1513 | 0.01613 | 0 | 0.19051 | 0.4113 | 0.33233 | 0.41908 | 0.0045642 | 3.5252 | 60.2634 | 0 | 58.1427
2016-07-18 10:45 | EDR_CZ08_2700_NGAS | CZ08 PS27 BD02 BQ01 BW02 BA03 BF01 BH14 BC02 | Proposed and Standard | PASS | 0 | 48.5215 | 43.6919 | 358.882 | 141.255 | 0 | 0 | 615.745 | 1066.63 | 2371.31 | 151.515 | 4749.03 | 50.8792 | 0 | 0 | 0 | 130.203 | 0 | 45.1978 | 0 | 0 | 226.28 | 0 | 0 | 0 | 0 | 0 | 0 | 0 | 0 | 0 | 0 | 4.6 | 12.89 | 1.4 | 0 | 9.63 | 0 | 6.55 | 14.1 | 24.05 | 1.53 | 74.75 | 28.52 | 43.6919 | 358.882 | 141.255 | 0 | 0 | 615.745 | 1066.63 | 2371.31 | 151.515 | 4749.03 | 50.8792 | 0 | 0 | 0 | 130.203 | 0 | 45.1978 | 0 | 0 | 226.28 | 0 | 0 | 0 | 0 | 0 | 0 | 0 | 0 | 0 | 0 | 4.6 | 12.89 | 1.4 | 0 | 9.63 | 6.55 | 14.1 | 24.05 | 1.53 | 74.75 | 28.52 | CA Residential 2019, Vers. 1.0 | CSE 0.811 EXE |  | MPCBECC | 0 | 0.75949 | 0.01613 | 0 | 0 | 0.091244 | 0.14745 | 0.30219 | 0.013338 | 1.3298 | 0.77562 | 0 | 0.7595 | 0.01613 | 0 | 0 | 0.091244 | 0.14745 | 0.30219 | 0.013338 | 1.3298 | 0.77563 | 6.1989e-06 | 6.1989e-06 | 0 | 0 | [9 empty] | 43.6919 | 358.882 | 141.255 | 0 | 0 | 0 | 615.745 | 1066.63 | 2371.31 | 151.515 | 4749.03 | 50.8792 | 0 | 0 | 0 | 130.203 | 0 | 45.1978 | 0 | 0 | 226.28 | 0 | 0 | 0 | 0 | 0 | 0 | 0 | 0 | 0 | 0 | 4.6 | 12.89 | 1.4 | 0 | 9.63 | 0 | 6.55 | 14.1 | 24.05 | 1.53 | 74.75 | 0 | 0.75949 | 0.01613 | 0 | 0 | 0 | 0.091244 | 0.14745 | 0.30219 | 0.013338 | 1.3298 | 155.221 | 963.406 | 141.255 | 0 | 0 | 2615 | 989.001 | 3267.2 | 327.5 | 8458.58 | 129.179 | 0 | 0 | 0 | 184.272 | 0 | 73.4 | 0 | 0 | 386.851 | 0 | 0 | 0 | 0 | 0 | 0 | 0 | 0 | 0 | 0 | 12.04 | 34.18 | 1.4 | 0 | 13.62 | 28.07 | 15.26 | 33.36 | 3.38 | 141.31 | 0 | 2.1878 | 0.01613 | 0 | 0 | 0.4113 | 0.11826 | 0.43522 | 0.0045642 | 3.1733 | 48.5215 | 0 | 48.5215
2016-07-18 10:45 | EDR_CZ08_6960_ELEC | CZ08 PS69 BD02 BQ01 BW02 BA03 BF01 BH15 BC02 | Proposed and Standard | FAIL | -19.29 | 82.2996 | 509.409 | 2235.09 | 785.772 | 0 | 14550.2 | 2033.7 | 12669 | 12062 | 433.914 | 45279 | 0 | 0 | 0 | 0 | 0 | 0 | 0 | 0 | 0 | 0 | 0 | 0 | 0 | 0 | 0 | 0 | 0 | 0 | 0 | 0 | 1.77 | 28 | 3.01 | 0 | 55.93 | 0 | 8.39 | 50.62 | 47.5 | 1.69 | 196.91 | 88.71 | 549.594 | 2114.07 | 785.772 | 0 | 0 | 2033.7 | 12661.2 | 12062 | 433.914 | 30640.2 | 0 | 0 | 0 | 0 | 0 | 0 | 0 | 0 | 0 | 0 | 0 | 0 | 0 | 0 | 65.5945 | 0 | 0 | 0 | 0 | 65.5945 | 1.91 | 22.39 | 3.01 | 0 | 42.11 | 8.39 | 50.61 | 47.5 | 1.69 | 177.61 | 69.42 | CA Residential 2019, Vers. 1.0 | CSE 0.811 EXE |  | MPCBECC | 0 | 4.147 | 0.089726 | 0 | 1.2493 | 0.30136 | 1.6934 | 1.5431 | 0.038199 | 9.062 | 5.4859 | 0 | 3.5408 | 0.089726 | 0 | 0 | 0.30136 | 1.6964 | 1.5431 | 0.038199 | 7.2097 | 3.6306 | -1.8523 | -1.8554 | -10.8665 | -27.7874 | [9 empty] | 509.409 | 2235.09 | 785.772 | 0 | 14550.2 | 0 | 2033.7 | 12669 | 12062 | 433.914 | 45279 | 0 | 0 | 0 | 0 | 0 | 0 | 0 | 0 | 0 | 0 | 0 | 0 | 0 | 0 | 0 | 0 | 0 | 0 | 0 | 0 | 1.77 | 28 | 3.01 | 0 | 55.93 | 0 | 8.39 | 50.62 | 47.5 | 1.69 | 196.91 | 0 | 4.147 | 0.089726 | 0 | 1.2493 | 0 | 0.30136 | 1.6934 | 1.5431 | 0.038199 | 9.062 | 1634.17 | 4451.86 | 785.772 | 0 | 15252.1 | 5894.96 | 15077.5 | 10697.7 | 540.499 | 54334.7 | 0 | 0 | 0 | 0 | 0 | 0 | 0 | 0 | 0 | 0 | 0 | 0 | 0 | 0 | 0 | 0 | 0 | 0 | 0 | 0 | 5.67 | 43.33 | 3.01 | 0 | 59.12 | 24.54 | 59.06 | 42.37 | 2.16 | 239.26 | 0 | 6.6063 | 0.089726 | 0 | 1.5065 | 0.92718 | 1.9074 | 1.425 | 0.0075327 | 12.4698 | 82.2996 | 0 | 74.2331
2016-07-18 10:45 | EDR_CZ08_6960_NGAS | CZ08 PS69 BD02 BQ01 BW02 BA03 BF01 BH14 BC02 | Proposed and Standard | PASS | 0.0099983 | 62.7736 | 25.9041 | 2160.52 | 785.772 | 0 | 0 | 2033.7 | 5601.95 | 12062 | 433.914 | 23103.7 | 30.1653 | 0 | 0 | 0 | 655.945 | 0 | 288.262 | 0 | 0 | 974.372 | 0 | 0 | 0 | 0 | 0 | 0 | 0 | 0 | 0 | 0 | 1.07 | 22.61 | 3.01 | 0 | 18.82 | 0 | 8.39 | 30.55 | 47.5 | 1.69 | 133.64 | 45.51 | 25.9037 | 2160.64 | 785.772 | 0 | 0 | 2033.7 | 5601.96 | 12062 | 433.914 | 23103.9 | 30.1648 | 0 | 0 | 0 | 655.945 | 0 | 288.262 | 0 | 0 | 974.372 | 0 | 0 | 0 | 0 | 0 | 0 | 0 | 0 | 0 | 0 | 1.07 | 22.62 | 3.01 | 0 | 18.82 | 8.39 | 30.55 | 47.5 | 1.69 | 133.65 | 45.52 | CA Residential 2019, Vers. 1.0 | CSE 0.811 EXE |  | MPCBECC | 0 | 3.5641 | 0.089726 | 0 | 0 | 0.30136 | 0.75181 | 1.5431 | 0.038199 | 6.2883 | 3.6538 | 0 | 3.5642 | 0.089726 | 0 | 0 | 0.30136 | 0.75181 | 1.5431 | 0.038199 | 6.2884 | 3.6539 | 7.0572e-05 | 6.9857e-05 | 0.0074781 | 0.021965 | [9 empty] | 25.9041 | 2160.52 | 785.772 | 0 | 0 | 0 | 2033.7 | 5601.95 | 12062 | 433.914 | 23103.7 | 30.1653 | 0 | 0 | 0 | 655.945 | 0 | 288.262 | 0 | 0 | 974.372 | 0 | 0 | 0 | 0 | 0 | 0 | 0 | 0 | 0 | 0 | 1.07 | 22.61 | 3.01 | 0 | 18.82 | 0 | 8.39 | 30.55 | 47.5 | 1.69 | 133.64 | 0 | 3.5641 | 0.089726 | 0 | 0 | 0 | 0.30136 | 0.75181 | 1.5431 | 0.038199 | 6.2883 | 200.437 | 4238.05 | 785.772 | 0 | 0 | 5894.96 | 6547.68 | 10697.7 | 540.499 | 28905.1 | 166.81 | 0 | 0 | 0 | 1101.06 | 0 | 291.124 | 0 | 0 | 1558.99 | 0 | 0 | 0 | 0 | 0 | 0 | 0 | 0 | 0 | 0 | 6.06 | 42.21 | 3.01 | 0 | 31.59 | 24.54 | 33.57 | 42.37 | 2.16 | 185.51 | 0 | 6.4692 | 0.089726 | 0 | 0 | 0.92718 | 0.77117 | 1.425 | 0.0075327 | 9.6898 | 62.7736 | 0 | 62.7783
2016-07-18 10:45 | EDR_CZ09_2100_ELEC | CZ09 PS21 BD02 BQ01 BW02 BA03 BF01 BH15 BC02 | Proposed and Standard | FAIL | -4.9 | 64.7068 | 672.592 | 458.094 | 111.69 | 0 | 2390.91 | 505.557 | 2038.9 | 2025.88 | 119.621 | 8323.25 | 0 | 0 | 0 | 0 | 0 | 0 | 0 | 0 | 0 | 0 | 0 | 0 | 0 | 0 | 0 | 0 | 0 | 0 | 0 | 0 | 7.72 | 23.56 | 1.42 | 0 | 29.53 | 0 | 6.97 | 28.07 | 26.41 | 1.56 | 125.24 | 62.23 | 673.856 | 457.638 | 111.69 | 0 | 0 | 505.557 | 2038.37 | 2025.88 | 119.621 | 5932.61 | 0 | 0 | 0 | 0 | 0 | 0 | 0 | 0 | 0 | 0 | 0 | 0 | 0 | 0 | 11.5398 | 0 | 0 | 0 | 0 | 11.5398 | 7.74 | 23.55 | 1.42 | 0 | 24.62 | 6.97 | 28.06 | 26.41 | 1.56 | 120.33 | 57.33 | CA Residential 2019, Vers. 1.0 | CSE 0.811 EXE |  | MPCBECC | 0 | 1.1496 | 0.012754 | 0 | 0.11751 | 0.074916 | 0.29524 | 0.25847 | 0.010531 | 1.9191 | 1.2799 | 0 | 1.1488 | 0.012754 | 0 | 0 | 0.074916 | 0.29521 | 0.25847 | 0.010531 | 1.8007 | 1.1615 | -0.1184 | -0.11837 | -4.0804 | -8.547 | [9 empty] | 672.592 | 458.094 | 111.69 | 0 | 2390.91 | 0 | 505.557 | 2038.9 | 2025.88 | 119.621 | 8323.25 | 0 | 0 | 0 | 0 | 0 | 0 | 0 | 0 | 0 | 0 | 0 | 0 | 0 | 0 | 0 | 0 | 0 | 0 | 0 | 0 | 7.72 | 23.56 | 1.42 | 0 | 29.53 | 0 | 6.97 | 28.07 | 26.41 | 1.56 | 125.24 | 0 | 1.1496 | 0.012754 | 0 | 0.11751 | 0 | 0.074916 | 0.29524 | 0.25847 | 0.010531 | 1.9191 | 1306.6 | 1164.34 | 111.69 | 0 | 2490.01 | 2135 | 2349 | 2531 | 297.5 | 12385.1 | 0 | 0 | 0 | 0 | 0 | 0 | 0 | 0 | 0 | 0 | 0 | 0 | 0 | 0 | 0 | 0 | 0 | 0 | 0 | 0 | 14.99 | 46.45 | 1.42 | 0 | 33.19 | 29.73 | 30.55 | 33.27 | 3.95 | 193.55 | 0 | 2.4189 | 0.012754 | 0 | 0.16454 | 0.3358 | 0.29977 | 0.33715 | 0.0041461 | 3.5731 | 64.7068 | 0 | 62.17
2016-07-18 10:45 | EDR_CZ09_2100_NGAS | CZ09 PS21 BD02 BQ01 BW02 BA03 BF01 BH14 BC02 | Proposed and Standard | PASS | 0 | 52.5251 | 54.2502 | 462.615 | 111.69 | 0 | 0 | 505.557 | 968.815 | 2025.88 | 119.621 | 4248.43 | 63.1933 | 0 | 0 | 0 | 115.398 | 0 | 43.5155 | 0 | 0 | 222.106 | 0 | 0 | 0 | 0 | 0 | 0 | 0 | 0 | 0 | 0 | 7.3 | 23.77 | 1.42 | 0 | 11.04 | 0 | 6.97 | 17.31 | 26.41 | 1.56 | 95.78 | 43.53 | 54.2504 | 462.615 | 111.69 | 0 | 0 | 505.557 | 968.815 | 2025.88 | 119.621 | 4248.43 | 63.1935 | 0 | 0 | 0 | 115.398 | 0 | 43.5155 | 0 | 0 | 222.107 | 0 | 0 | 0 | 0 | 0 | 0 | 0 | 0 | 0 | 0 | 7.3 | 23.77 | 1.42 | 0 | 11.04 | 6.97 | 17.31 | 26.41 | 1.56 | 95.78 | 43.53 | CA Residential 2019, Vers. 1.0 | CSE 0.811 EXE |  | MPCBECC | 0 | 1.1612 | 0.012754 | 0 | 0 | 0.074916 | 0.15182 | 0.25847 | 0.010531 | 1.6697 | 1.174 | 0 | 1.1612 | 0.012754 | 0 | 0 | 0.074916 | 0.15182 | 0.25847 | 0.010531 | 1.6697 | 1.174 | -2.3842e-07 | -2.3842e-07 | 0 | 0 | [9 empty] | 54.2502 | 462.615 | 111.69 | 0 | 0 | 0 | 505.557 | 968.815 | 2025.88 | 119.621 | 4248.43 | 63.1933 | 0 | 0 | 0 | 115.398 | 0 | 43.5155 | 0 | 0 | 222.106 | 0 | 0 | 0 | 0 | 0 | 0 | 0 | 0 | 0 | 0 | 7.3 | 23.77 | 1.42 | 0 | 11.04 | 0 | 6.97 | 17.31 | 26.41 | 1.56 | 95.78 | 0 | 1.1612 | 0.012754 | 0 | 0 | 0 | 0.074916 | 0.15182 | 0.25847 | 0.010531 | 1.6697 | 152.267 | 1205.06 | 111.69 | 0 | 0 | 2135 | 930.001 | 2637.81 | 297.5 | 7469.33 | 126.76 | 0 | 0 | 0 | 169.826 | 0 | 65.4 | 0 | 0 | 361.986 | 0 | 0 | 0 | 0 | 0 | 0 | 0 | 0 | 0 | 0 | 15.13 | 47.39 | 1.42 | 0 | 16.25 | 29.73 | 18.08 | 34.67 | 3.95 | 166.62 | 0 | 2.4527 | 0.012754 | 0 | 0 | 0.3358 | 0.11074 | 0.35138 | 0.0041461 | 3.2675 | 52.5251 | 0 | 52.5251
2016-07-18 10:45 | EDR_CZ09_2700_ELEC | CZ09 PS27 BD02 BQ01 BW02 BA03 BF01 BH15 BC02 | Proposed and Standard | FAIL | -2.9 | 60.3932 | 821.956 | 678.592 | 141.255 | 0 | 2664.15 | 615.745 | 2171.5 | 2371.31 | 151.515 | 9616.02 | 0 | 0 | 0 | 0 | 0 | 0 | 0 | 0 | 0 | 0 | 0 | 0 | 0 | 0 | 0 | 0 | 0 | 0 | 0 | 0 | 7.34 | 25.28 | 1.39 | 0 | 24.4 | 0 | 6.6 | 21.54 | 24.04 | 1.53 | 112.12 | 58.41 | 824.524 | 677.644 | 141.255 | 0 | 0 | 615.745 | 2170.74 | 2371.31 | 151.515 | 6952.73 | 0 | 0 | 0 | 0 | 0 | 0 | 0 | 0 | 0 | 0 | 0 | 0 | 0 | 0 | 12.9957 | 0 | 0 | 0 | 0 | 12.9957 | 7.36 | 25.24 | 1.39 | 0 | 21.52 | 6.6 | 21.53 | 24.04 | 1.53 | 109.21 | 55.51 | CA Residential 2019, Vers. 1.0 | CSE 0.811 EXE |  | MPCBECC | 0 | 1.5999 | 0.01613 | 0 | 0.23633 | 0.091244 | 0.24795 | 0.30219 | 0.013338 | 2.5071 | 1.8523 | 0 | 1.5973 | 0.01613 | 0 | 0 | 0.091244 | 0.2479 | 0.30219 | 0.013338 | 2.2681 | 1.6135 | -0.23893 | -0.23888 | -2.6646 | -5.2243 | [9 empty] | 821.956 | 678.592 | 141.255 | 0 | 2664.15 | 0 | 615.745 | 2171.5 | 2371.31 | 151.515 | 9616.02 | 0 | 0 | 0 | 0 | 0 | 0 | 0 | 0 | 0 | 0 | 0 | 0 | 0 | 0 | 0 | 0 | 0 | 0 | 0 | 0 | 7.34 | 25.28 | 1.39 | 0 | 24.4 | 0 | 6.6 | 21.54 | 24.04 | 1.53 | 112.12 | 0 | 1.5999 | 0.01613 | 0 | 0.23633 | 0 | 0.091244 | 0.24795 | 0.30219 | 0.013338 | 2.5071 | 1844.25 | 1720.09 | 141.255 | 0 | 2764.93 | 2615 | 2596 | 3146.01 | 327.5 | 15155 | 0 | 0 | 0 | 0 | 0 | 0 | 0 | 0 | 0 | 0 | 0 | 0 | 0 | 0 | 0 | 0 | 0 | 0 | 0 | 0 | 16.45 | 51.84 | 1.39 | 0 | 25.82 | 28.33 | 26.28 | 32.16 | 3.38 | 185.65 | 0 | 3.4716 | 0.01613 | 0 | 0.28255 | 0.4113 | 0.33233 | 0.41908 | 0.0045642 | 4.9375 | 60.3932 | 0 | 58.8257
2016-07-18 10:45 | EDR_CZ09_2700_NGAS | CZ09 PS27 BD02 BQ01 BW02 BA03 BF01 BH14 BC02 | Proposed and Standard | PASS | 0 | 50.5747 | 67.6648 | 683.877 | 141.255 | 0 | 0 | 615.745 | 1066.34 | 2371.31 | 151.515 | 5097.7 | 78.8194 | 0 | 0 | 0 | 129.957 | 0 | 45.1978 | 0 | 0 | 253.974 | 0 | 0 | 0 | 0 | 0 | 0 | 0 | 0 | 0 | 0 | 7.08 | 25.44 | 1.39 | 0 | 9.62 | 0 | 6.6 | 14.11 | 24.04 | 1.53 | 89.81 | 43.53 | 67.6648 | 683.877 | 141.255 | 0 | 0 | 615.745 | 1066.34 | 2371.31 | 151.515 | 5097.7 | 78.8194 | 0 | 0 | 0 | 129.957 | 0 | 45.1978 | 0 | 0 | 253.974 | 0 | 0 | 0 | 0 | 0 | 0 | 0 | 0 | 0 | 0 | 7.08 | 25.44 | 1.39 | 0 | 9.62 | 6.6 | 14.11 | 24.04 | 1.53 | 89.81 | 43.53 | CA Residential 2019, Vers. 1.0 | CSE 0.811 EXE |  | MPCBECC | 0 | 1.6115 | 0.01613 | 0 | 0 | 0.091244 | 0.15057 | 0.30219 | 0.013338 | 2.1849 | 1.6276 | 0 | 1.6115 | 0.01613 | 0 | 0 | 0.091244 | 0.15057 | 0.30219 | 0.013338 | 2.1849 | 1.6276 | 0 | 0 | 0 | 0 | [9 empty] | 67.6648 | 683.877 | 141.255 | 0 | 0 | 0 | 615.745 | 1066.34 | 2371.31 | 151.515 | 5097.7 | 78.8194 | 0 | 0 | 0 | 129.957 | 0 | 45.1978 | 0 | 0 | 253.974 | 0 | 0 | 0 | 0 | 0 | 0 | 0 | 0 | 0 | 0 | 7.08 | 25.44 | 1.39 | 0 | 9.62 | 0 | 6.6 | 14.11 | 24.04 | 1.53 | 89.81 | 0 | 1.6115 | 0.01613 | 0 | 0 | 0 | 0.091244 | 0.15057 | 0.30219 | 0.013338 | 2.1849 | 218.438 | 1765 | 141.255 | 0 | 0 | 2615 | 989.001 | 3267.2 | 327.5 | 9323.39 | 181.846 | 0 | 0 | 0 | 184.001 | 0 | 73.4 | 0 | 0 | 439.247 | 0 | 0 | 0 | 0 | 0 | 0 | 0 | 0 | 0 | 0 | 16.86 | 52.63 | 1.39 | 0 | 13.63 | 28.33 | 15.24 | 33.4 | 3.38 | 164.86 | 0 | 3.5071 | 0.01613 | 0 | 0 | 0.4113 | 0.11826 | 0.43522 | 0.0045642 | 4.4925 | 50.5747 | 0 | 50.5747
2016-07-18 10:44 | EDR_CZ09_6960_ELEC | CZ09 PS69 BD02 BQ01 BW02 BA03 BF01 BH15 BC02 | Proposed and Standard | FAIL | -22.09 | 81.0668 | 948.944 | 3276.85 | 785.772 | 0 | 14526.2 | 2033.7 | 12648.5 | 12062 | 433.914 | 46715.8 | 0 | 0 | 0 | 0 | 0 | 0 | 0 | 0 | 0 | 0 | 0 | 0 | 0 | 0 | 0 | 0 | 0 | 0 | 0 | 0 | 3.27 | 41.85 | 3 | 0 | 54.87 | 0 | 8.46 | 50.16 | 47.48 | 1.7 | 210.79 | 102.99 | 1021.65 | 3104.68 | 785.772 | 0 | 0 | 2033.7 | 12643.3 | 12062 | 433.914 | 32085 | 0 | 0 | 0 | 0 | 0 | 0 | 0 | 0 | 0 | 0 | 0 | 0 | 0 | 0 | 65.4615 | 0 | 0 | 0 | 0 | 65.4615 | 3.52 | 32.3 | 3 | 0 | 42.08 | 8.46 | 50.17 | 47.48 | 1.7 | 188.71 | 80.9 | CA Residential 2019, Vers. 1.0 | CSE 0.811 EXE |  | MPCBECC | 0 | 6.731 | 0.089726 | 0 | 1.2682 | 0.30136 | 1.696 | 1.5431 | 0.038199 | 11.6676 | 8.089 | 0 | 5.2306 | 0.089726 | 0 | 0 | 0.30136 | 1.7005 | 1.5431 | 0.038199 | 8.9035 | 5.3203 | -2.7642 | -2.7686 | -11.7005 | -27.3053 | [9 empty] | 948.944 | 3276.85 | 785.772 | 0 | 14526.2 | 0 | 2033.7 | 12648.5 | 12062 | 433.914 | 46715.8 | 0 | 0 | 0 | 0 | 0 | 0 | 0 | 0 | 0 | 0 | 0 | 0 | 0 | 0 | 0 | 0 | 0 | 0 | 0 | 0 | 3.27 | 41.85 | 3 | 0 | 54.87 | 0 | 8.46 | 50.16 | 47.48 | 1.7 | 210.79 | 0 | 6.731 | 0.089726 | 0 | 1.2682 | 0 | 0.30136 | 1.696 | 1.5431 | 0.038199 | 11.6676 | 2774.46 | 6495.33 | 785.772 | 0 | 15227.4 | 5894.96 | 15077.5 | 10697.7 | 540.499 | 57493.7 | 0 | 0 | 0 | 0 | 0 | 0 | 0 | 0 | 0 | 0 | 0 | 0 | 0 | 0 | 0 | 0 | 0 | 0 | 0 | 0 | 9.58 | 61.32 | 3 | 0 | 57.72 | 24.77 | 59.04 | 42.43 | 2.16 | 260.02 | 0 | 9.6039 | 0.089726 | 0 | 1.3628 | 0.92718 | 1.9074 | 1.425 | 0.0075327 | 15.3236 | 81.0668 | 0 | 72.5752
2016-07-18 10:44 | EDR_CZ09_6960_NGAS | CZ09 PS69 BD02 BQ01 BW02 BA03 BF01 BH14 BC02 | Proposed and Standard | PASS | 0 | 62.3279 | 53.9998 | 3162.08 | 785.772 | 0 | 0 | 2033.7 | 5581.13 | 12062 | 433.914 | 24112.6 | 62.9017 | 0 | 0 | 0 | 654.615 | 0 | 288.262 | 0 | 0 | 1005.78 | 0 | 0 | 0 | 0 | 0 | 0 | 0 | 0 | 0 | 0 | 2.2 | 32.86 | 3 | 0 | 18.81 | 0 | 8.46 | 30.3 | 47.48 | 1.7 | 144.81 | 56.87 | 53.9988 | 3162.21 | 785.772 | 0 | 0 | 2033.7 | 5581.14 | 12062 | 433.914 | 24112.7 | 62.9005 | 0 | 0 | 0 | 654.615 | 0 | 288.262 | 0 | 0 | 1005.78 | 0 | 0 | 0 | 0 | 0 | 0 | 0 | 0 | 0 | 0 | 2.2 | 32.86 | 3 | 0 | 18.81 | 8.46 | 30.3 | 47.48 | 1.7 | 144.81 | 56.87 | CA Residential 2019, Vers. 1.0 | CSE 0.811 EXE |  | MPCBECC | 0 | 5.3206 | 0.089726 | 0 | 0 | 0.30136 | 0.75564 | 1.5431 | 0.038199 | 8.0487 | 5.4104 | 0 | 5.3207 | 0.089726 | 0 | 0 | 0.30136 | 0.75564 | 1.5431 | 0.038199 | 8.0487 | 5.4104 | 3.8147e-05 | 3.767e-05 | 0 | 0 | [9 empty] | 53.9998 | 3162.08 | 785.772 | 0 | 0 | 0 | 2033.7 | 5581.13 | 12062 | 433.914 | 24112.6 | 62.9017 | 0 | 0 | 0 | 654.615 | 0 | 288.262 | 0 | 0 | 1005.78 | 0 | 0 | 0 | 0 | 0 | 0 | 0 | 0 | 0 | 0 | 2.2 | 32.86 | 3 | 0 | 18.81 | 0 | 8.46 | 30.3 | 47.48 | 1.7 | 144.81 | 0 | 5.3206 | 0.089726 | 0 | 0 | 0 | 0.30136 | 0.75564 | 1.5431 | 0.038199 | 8.0487 | 325.184 | 6261.79 | 785.772 | 0 | 0 | 5894.96 | 6547.68 | 10697.7 | 540.499 | 31053.6 | 270.71 | 0 | 0 | 0 | 1099.42 | 0 | 291.124 | 0 | 0 | 1661.26 | 0 | 0 | 0 | 0 | 0 | 0 | 0 | 0 | 0 | 0 | 9.76 | 60.14 | 3 | 0 | 31.59 | 24.77 | 33.51 | 42.43 | 2.16 | 207.36 | 0 | 9.4845 | 0.089726 | 0 | 0 | 0.92718 | 0.77117 | 1.425 | 0.0075327 | 12.7051 | 62.3279 | 0 | 62.3279
2016-07-18 10:44 | EDR_CZ10_2100_ELEC | CZ10 PS21 BD02 BQ01 BW02 BA04 BF01 BH15 BC02 | Proposed and Standard | FAIL | -5.18 | 64.1486 | 840.273 | 574.33 | 111.69 | 0 | 2373.74 | 505.557 | 2040.94 | 2025.88 | 119.621 | 8592.03 | 0 | 0 | 0 | 0 | 0 | 0 | 0 | 0 | 0 | 0 | 0 | 0 | 0 | 0 | 0 | 0 | 0 | 0 | 0 | 0 | 9.65 | 25.22 | 1.41 | 0 | 29.2 | 0 | 7 | 27.82 | 26.45 | 1.56 | 128.31 | 65.48 | 844.245 | 574.075 | 111.69 | 0 | 0 | 505.557 | 2040.43 | 2025.88 | 119.621 | 6221.5 | 0 | 0 | 0 | 0 | 0 | 0 | 0 | 0 | 0 | 0 | 0 | 0 | 0 | 0 | 11.4545 | 0 | 0 | 0 | 0 | 11.4545 | 9.69 | 24.73 | 1.41 | 0 | 24.47 | 7 | 27.81 | 26.45 | 1.56 | 123.12 | 60.3 | CA Residential 2019, Vers. 1.0 | CSE 0.811 EXE |  | MPCBECC | 0 | 1.1437 | 0.012754 | 0 | 0.13411 | 0.074916 | 0.29572 | 0.25847 | 0.010531 | 1.9302 | 1.2905 | 0 | 1.1184 | 0.012754 | 0 | 0 | 0.074916 | 0.29572 | 0.25847 | 0.010531 | 1.7707 | 1.1311 | -0.15943 | -0.15943 | -4.2154 | -8.5904 | [9 empty] | 840.273 | 574.33 | 111.69 | 0 | 2373.74 | 0 | 505.557 | 2040.94 | 2025.88 | 119.621 | 8592.03 | 0 | 0 | 0 | 0 | 0 | 0 | 0 | 0 | 0 | 0 | 0 | 0 | 0 | 0 | 0 | 0 | 0 | 0 | 0 | 0 | 9.65 | 25.22 | 1.41 | 0 | 29.2 | 0 | 7 | 27.82 | 26.45 | 1.56 | 128.31 | 0 | 1.1437 | 0.012754 | 0 | 0.13411 | 0 | 0.074916 | 0.29572 | 0.25847 | 0.010531 | 1.9302 | 1537.98 | 1638.63 | 111.69 | 0 | 2470.75 | 2135 | 2349 | 2531 | 297.5 | 13071.5 | 0 | 0 | 0 | 0 | 0 | 0 | 0 | 0 | 0 | 0 | 0 | 0 | 0 | 0 | 0 | 0 | 0 | 0 | 0 | 0 | 17.64 | 52.82 | 1.41 | 0 | 30.4 | 29.87 | 30.6 | 33.35 | 3.93 | 200.02 | 0 | 2.6784 | 0.012754 | 0 | 0.14865 | 0.3358 | 0.29977 | 0.33715 | 0.0041461 | 3.8167 | 64.1486 | 0 | 61.5538
2016-07-18 10:44 | EDR_CZ10_2100_NGAS | CZ10 PS21 BD02 BQ01 BW02 BA04 BF01 BH14 BC02 | Proposed and Standard | PASS | 0 | 51.6961 | 64.1077 | 580.593 | 111.69 | 0 | 0 | 505.557 | 970.66 | 2025.88 | 119.621 | 4378.11 | 74.6793 | 0 | 0 | 0 | 114.545 | 0 | 43.5155 | 0 | 0 | 232.739 | 0 | 0 | 0 | 0 | 0 | 0 | 0 | 0 | 0 | 0 | 8.61 | 24.96 | 1.41 | 0 | 10.97 | 0 | 7 | 17.24 | 26.45 | 1.56 | 98.2 | 45.95 | 64.1023 | 580.594 | 111.69 | 0 | 0 | 505.557 | 970.66 | 2025.88 | 119.621 | 4378.11 | 74.673 | 0 | 0 | 0 | 114.545 | 0 | 43.5155 | 0 | 0 | 232.733 | 0 | 0 | 0 | 0 | 0 | 0 | 0 | 0 | 0 | 0 | 8.61 | 24.96 | 1.41 | 0 | 10.97 | 7 | 17.24 | 26.45 | 1.56 | 98.2 | 45.95 | CA Residential 2019, Vers. 1.0 | CSE 0.811 EXE |  | MPCBECC | 0 | 1.1302 | 0.012754 | 0 | 0 | 0.074916 | 0.15232 | 0.25847 | 0.010531 | 1.6392 | 1.1429 | 0 | 1.1302 | 0.012754 | 0 | 0 | 0.074916 | 0.15232 | 0.25847 | 0.010531 | 1.6392 | 1.1429 | 4.7684e-06 | 4.7684e-06 | 0 | 0 | [9 empty] | 64.1077 | 580.593 | 111.69 | 0 | 0 | 0 | 505.557 | 970.66 | 2025.88 | 119.621 | 4378.11 | 74.6793 | 0 | 0 | 0 | 114.545 | 0 | 43.5155 | 0 | 0 | 232.739 | 0 | 0 | 0 | 0 | 0 | 0 | 0 | 0 | 0 | 0 | 8.61 | 24.96 | 1.41 | 0 | 10.97 | 0 | 7 | 17.24 | 26.45 | 1.56 | 98.2 | 0 | 1.1302 | 0.012754 | 0 | 0 | 0 | 0.074916 | 0.15232 | 0.25847 | 0.010531 | 1.6392 | 170.912 | 1686.8 | 111.69 | 0 | 0 | 2135 | 930.001 | 2637.81 | 297.5 | 7969.71 | 142.288 | 0 | 0 | 0 | 168.927 | 0 | 65.4 | 0 | 0 | 376.615 | 0 | 0 | 0 | 0 | 0 | 0 | 0 | 0 | 0 | 0 | 16.96 | 53.89 | 1.41 | 0 | 16.18 | 29.87 | 18.08 | 34.76 | 3.93 | 175.08 | 0 | 2.7155 | 0.012754 | 0 | 0 | 0.3358 | 0.11074 | 0.35138 | 0.0041461 | 3.5303 | 51.6961 | 0 | 51.6961
2016-07-18 10:44 | EDR_CZ10_2700_ELEC | CZ10 PS27 BD02 BQ01 BW02 BA04 BF01 BH15 BC02 | Proposed and Standard | FAIL | -3.94 | 59.7072 | 1010.16 | 855.535 | 141.255 | 0 | 2644.09 | 615.745 | 2174.64 | 2371.31 | 151.515 | 9964.24 | 0 | 0 | 0 | 0 | 0 | 0 | 0 | 0 | 0 | 0 | 0 | 0 | 0 | 0 | 0 | 0 | 0 | 0 | 0 | 0 | 9.02 | 27.48 | 1.39 | 0 | 24.85 | 0 | 6.63 | 21.66 | 24.08 | 1.54 | 116.65 | 62.74 | 1014.46 | 853.64 | 141.255 | 0 | 0 | 615.745 | 2173.91 | 2371.31 | 151.515 | 7321.83 | 0 | 0 | 0 | 0 | 0 | 0 | 0 | 0 | 0 | 0 | 0 | 0 | 0 | 0 | 12.8983 | 0 | 0 | 0 | 0 | 12.8983 | 9.06 | 26.97 | 1.39 | 0 | 21.38 | 6.63 | 21.65 | 24.08 | 1.54 | 112.7 | 58.8 | CA Residential 2019, Vers. 1.0 | CSE 0.811 EXE |  | MPCBECC | 0 | 1.6502 | 0.01613 | 0 | 0.33221 | 0.091244 | 0.24864 | 0.30219 | 0.013338 | 2.6539 | 1.9985 | 0 | 1.6142 | 0.01613 | 0 | 0 | 0.091244 | 0.24863 | 0.30219 | 0.013338 | 2.2857 | 1.6303 | -0.36822 | -0.36821 | -3.5049 | -6.7007 | [9 empty] | 1010.16 | 855.535 | 141.255 | 0 | 2644.09 | 0 | 615.745 | 2174.64 | 2371.31 | 151.515 | 9964.24 | 0 | 0 | 0 | 0 | 0 | 0 | 0 | 0 | 0 | 0 | 0 | 0 | 0 | 0 | 0 | 0 | 0 | 0 | 0 | 0 | 9.02 | 27.48 | 1.39 | 0 | 24.85 | 0 | 6.63 | 21.66 | 24.08 | 1.54 | 116.65 | 0 | 1.6502 | 0.01613 | 0 | 0.33221 | 0 | 0.091244 | 0.24864 | 0.30219 | 0.013338 | 2.6539 | 2182.47 | 2372.29 | 141.255 | 0 | 2743.28 | 2615 | 2596 | 3146.01 | 327.5 | 16123.8 | 0 | 0 | 0 | 0 | 0 | 0 | 0 | 0 | 0 | 0 | 0 | 0 | 0 | 0 | 0 | 0 | 0 | 0 | 0 | 0 | 19.46 | 58.89 | 1.39 | 0 | 25.22 | 28.46 | 26.33 | 32.25 | 3.37 | 195.37 | 0 | 3.8367 | 0.01613 | 0 | 0.31551 | 0.4113 | 0.33233 | 0.41908 | 0.0045642 | 5.3356 | 59.7072 | 0 | 57.6854
2016-07-18 10:44 | EDR_CZ10_2700_NGAS | CZ10 PS27 BD02 BQ01 BW02 BA04 BF01 BH14 BC02 | Proposed and Standard | PASS | 0 | 49.7693 | 79.0385 | 861.419 | 141.255 | 0 | 0 | 615.745 | 1069.28 | 2371.31 | 151.515 | 5289.56 | 92.0723 | 0 | 0 | 0 | 128.983 | 0 | 45.1978 | 0 | 0 | 266.253 | 0 | 0 | 0 | 0 | 0 | 0 | 0 | 0 | 0 | 0 | 8.25 | 27.16 | 1.39 | 0 | 9.57 | 0 | 6.63 | 14.16 | 24.08 | 1.54 | 92.78 | 46.37 | 79.0386 | 861.419 | 141.255 | 0 | 0 | 615.745 | 1069.28 | 2371.31 | 151.515 | 5289.56 | 92.0723 | 0 | 0 | 0 | 128.983 | 0 | 45.1978 | 0 | 0 | 266.253 | 0 | 0 | 0 | 0 | 0 | 0 | 0 | 0 | 0 | 0 | 8.25 | 27.16 | 1.39 | 0 | 9.57 | 6.63 | 14.16 | 24.08 | 1.54 | 92.78 | 46.37 | CA Residential 2019, Vers. 1.0 | CSE 0.811 EXE |  | MPCBECC | 0 | 1.6265 | 0.01613 | 0 | 0 | 0.091244 | 0.1513 | 0.30219 | 0.013338 | 2.2007 | 1.6426 | 0 | 1.6265 | 0.01613 | 0 | 0 | 0.091244 | 0.1513 | 0.30219 | 0.013338 | 2.2007 | 1.6426 | -2.3842e-07 | -3.5763e-07 | 0 | 0 | [9 empty] | 79.0385 | 861.419 | 141.255 | 0 | 0 | 0 | 615.745 | 1069.28 | 2371.31 | 151.515 | 5289.56 | 92.0723 | 0 | 0 | 0 | 128.983 | 0 | 45.1978 | 0 | 0 | 266.253 | 0 | 0 | 0 | 0 | 0 | 0 | 0 | 0 | 0 | 0 | 8.25 | 27.16 | 1.39 | 0 | 9.57 | 0 | 6.63 | 14.16 | 24.08 | 1.54 | 92.78 | 0 | 1.6265 | 0.01613 | 0 | 0 | 0 | 0.091244 | 0.1513 | 0.30219 | 0.013338 | 2.2007 | 247.033 | 2424.92 | 141.255 | 0 | 0 | 2615 | 989.001 | 3267.2 | 327.5 | 10011.9 | 205.66 | 0 | 0 | 0 | 183.004 | 0 | 73.4 | 0 | 0 | 462.065 | 0 | 0 | 0 | 0 | 0 | 0 | 0 | 0 | 0 | 0 | 19.03 | 59.8 | 1.39 | 0 | 13.57 | 28.46 | 15.25 | 33.49 | 3.37 | 174.36 | 0 | 3.8767 | 0.01613 | 0 | 0 | 0.4113 | 0.11826 | 0.43522 | 0.0045642 | 4.8622 | 49.7693 | 0 | 49.7693
2016-07-18 10:44 | EDR_CZ10_6960_ELEC | CZ10 PS69 BD02 BQ01 BW02 BA04 BF01 BH15 BC02 | Proposed and Standard | FAIL | -23.9 | 80.1412 | 1282.27 | 3992.17 | 785.772 | 0 | 14417.5 | 2033.7 | 12654.3 | 12062 | 433.914 | 47661.6 | 0 | 0 | 0 | 0 | 0 | 0 | 0 | 0 | 0 | 0 | 0 | 0 | 0 | 0 | 0 | 0 | 0 | 0 | 0 | 0 | 4.42 | 45.8 | 3 | 0 | 54.27 | 0 | 8.5 | 50.4 | 47.56 | 1.71 | 215.66 | 107.49 | 1364.42 | 3741.42 | 785.772 | 0 | 0 | 2033.7 | 12650.7 | 12062 | 433.914 | 33071.9 | 0 | 0 | 0 | 0 | 0 | 0 | 0 | 0 | 0 | 0 | 0 | 0 | 0 | 0 | 64.9578 | 0 | 0 | 0 | 0 | 64.9578 | 4.71 | 34.07 | 3 | 0 | 41.81 | 8.5 | 50.43 | 47.56 | 1.71 | 191.79 | 83.59 | CA Residential 2019, Vers. 1.0 | CSE 0.811 EXE |  | MPCBECC | 0 | 6.9758 | 0.089726 | 0 | 1.0739 | 0.30136 | 1.6961 | 1.5431 | 0.038199 | 11.7183 | 8.1395 | 0 | 5.1551 | 0.089726 | 0 | 0 | 0.30136 | 1.7012 | 1.5431 | 0.038199 | 8.8287 | 5.2448 | -2.8896 | -2.8947 | -12.4459 | -28.5919 | [9 empty] | 1282.27 | 3992.17 | 785.772 | 0 | 14417.5 | 0 | 2033.7 | 12654.3 | 12062 | 433.914 | 47661.6 | 0 | 0 | 0 | 0 | 0 | 0 | 0 | 0 | 0 | 0 | 0 | 0 | 0 | 0 | 0 | 0 | 0 | 0 | 0 | 0 | 4.42 | 45.8 | 3 | 0 | 54.27 | 0 | 8.5 | 50.4 | 47.56 | 1.71 | 215.66 | 0 | 6.9758 | 0.089726 | 0 | 1.0739 | 0 | 0.30136 | 1.6961 | 1.5431 | 0.038199 | 11.7183 | 3358.72 | 8160.9 | 785.772 | 0 | 15115.5 | 5894.96 | 15077.5 | 10697.7 | 540.499 | 59631.6 | 0 | 0 | 0 | 0 | 0 | 0 | 0 | 0 | 0 | 0 | 0 | 0 | 0 | 0 | 0 | 0 | 0 | 0 | 0 | 0 | 11.61 | 68.12 | 3 | 0 | 57.66 | 24.88 | 59.13 | 42.54 | 2.16 | 269.1 | 0 | 10.3764 | 0.089726 | 0 | 1.3941 | 0.92718 | 1.9074 | 1.425 | 0.0075327 | 16.1274 | 80.1412 | 0 | 71.2709
2016-07-18 10:44 | EDR_CZ10_6960_NGAS | CZ10 PS69 BD02 BQ01 BW02 BA04 BF01 BH14 BC02 | Proposed and Standard | PASS | 0 | 61.222 | 68.4751 | 3806.55 | 785.772 | 0 | 0 | 2033.7 | 5587.17 | 12062 | 433.914 | 24777.5 | 79.767 | 0 | 0 | 0 | 649.578 | 0 | 288.262 | 0 | 0 | 1017.61 | 0 | 0 | 0 | 0 | 0 | 0 | 0 | 0 | 0 | 0 | 2.78 | 34.64 | 3 | 0 | 18.7 | 0 | 8.5 | 30.32 | 47.56 | 1.71 | 147.21 | 59.12 | 68.4746 | 3806.72 | 785.772 | 0 | 0 | 2033.7 | 5587.18 | 12062 | 433.914 | 24777.7 | 79.7663 | 0 | 0 | 0 | 649.578 | 0 | 288.262 | 0 | 0 | 1017.61 | 0 | 0 | 0 | 0 | 0 | 0 | 0 | 0 | 0 | 0 | 2.78 | 34.64 | 3 | 0 | 18.7 | 8.5 | 30.32 | 47.56 | 1.71 | 147.21 | 59.12 | CA Residential 2019, Vers. 1.0 | CSE 0.811 EXE |  | MPCBECC | 0 | 5.2398 | 0.089726 | 0 | 0 | 0.30136 | 0.7564 | 1.5431 | 0.038199 | 7.9686 | 5.3296 | 0 | 5.2399 | 0.089726 | 0 | 0 | 0.30136 | 0.7564 | 1.5431 | 0.038199 | 7.9687 | 5.3296 | 2.9564e-05 | 2.9087e-05 | 0 | 0 | [9 empty] | 68.4751 | 3806.55 | 785.772 | 0 | 0 | 0 | 2033.7 | 5587.17 | 12062 | 433.914 | 24777.5 | 79.767 | 0 | 0 | 0 | 649.578 | 0 | 288.262 | 0 | 0 | 1017.61 | 0 | 0 | 0 | 0 | 0 | 0 | 0 | 0 | 0 | 0 | 2.78 | 34.64 | 3 | 0 | 18.7 | 0 | 8.5 | 30.32 | 47.56 | 1.71 | 147.21 | 0 | 5.2398 | 0.089726 | 0 | 0 | 0 | 0.30136 | 0.7564 | 1.5431 | 0.038199 | 7.9686 | 370.079 | 7899.94 | 785.772 | 0 | 0 | 5894.96 | 6547.68 | 10697.7 | 540.499 | 32736.7 | 308.1 | 0 | 0 | 0 | 1093.77 | 0 | 291.124 | 0 | 0 | 1693 | 0 | 0 | 0 | 0 | 0 | 0 | 0 | 0 | 0 | 0 | 11.09 | 66.81 | 3 | 0 | 31.48 | 24.88 | 33.52 | 42.54 | 2.16 | 215.48 | 0 | 10.2505 | 0.089726 | 0 | 0 | 0.92718 | 0.77117 | 1.425 | 0.0075327 | 13.4712 | 61.222 | 0 | 61.222
2016-07-18 10:44 | EDR_CZ11_2100_ELEC | CZ11 PS21 BD02 BQ01 BW02 BA04 BF01 BH15 BC02 | Proposed and Standard | FAIL | -9 | 62.2855 | 2312.97 | 1309.38 | 111.69 | 0 | 2422.84 | 505.557 | 2036.93 | 2025.88 | 119.621 | 10844.9 | 0 | 0 | 0 | 0 | 0 | 0 | 0 | 0 | 0 | 0 | 0 | 0 | 0 | 0 | 0 | 0 | 0 | 0 | 0 | 0 | 27.77 | 42.18 | 1.47 | 0 | 34.21 | 0 | 7.31 | 28.59 | 27.45 | 1.62 | 170.6 | 105.63 | 2315.12 | 1308.7 | 111.69 | 0 | 0 | 505.557 | 2036.42 | 2025.88 | 119.621 | 8422.99 | 0 | 0 | 0 | 0 | 0 | 0 | 0 | 0 | 0 | 0 | 0 | 0 | 0 | 0 | 11.6879 | 0 | 0 | 0 | 0 | 11.6879 | 27.8 | 42.26 | 1.47 | 0 | 25.1 | 7.31 | 28.59 | 27.45 | 1.62 | 161.6 | 96.63 | CA Residential 2019, Vers. 1.0 | CSE 0.811 EXE |  | MPCBECC | 0 | 1.5209 | 0.012754 | 0 | 0.21893 | 0.074916 | 0.29614 | 0.25847 | 0.010531 | 2.3926 | 1.7526 | 0 | 1.5228 | 0.012754 | 0 | 0 | 0.074916 | 0.2961 | 0.25847 | 0.010531 | 2.1755 | 1.5355 | -0.21705 | -0.21702 | -5.5693 | -9.3139 | [9 empty] | 2312.97 | 1309.38 | 111.69 | 0 | 2422.84 | 0 | 505.557 | 2036.93 | 2025.88 | 119.621 | 10844.9 | 0 | 0 | 0 | 0 | 0 | 0 | 0 | 0 | 0 | 0 | 0 | 0 | 0 | 0 | 0 | 0 | 0 | 0 | 0 | 0 | 27.77 | 42.18 | 1.47 | 0 | 34.21 | 0 | 7.31 | 28.59 | 27.45 | 1.62 | 170.6 | 0 | 1.5209 | 0.012754 | 0 | 0.21893 | 0 | 0.074916 | 0.29614 | 0.25847 | 0.010531 | 2.3926 | 3881.25 | 3050.65 | 111.69 | 0 | 2522.25 | 2135 | 2349 | 2531 | 297.5 | 16878.3 | 0 | 0 | 0 | 0 | 0 | 0 | 0 | 0 | 0 | 0 | 0 | 0 | 0 | 0 | 0 | 0 | 0 | 0 | 0 | 0 | 46.56 | 86.05 | 1.47 | 0 | 37.42 | 31.62 | 31.94 | 34.85 | 3.99 | 273.9 | 0 | 3.1324 | 0.012754 | 0 | 0.22052 | 0.3358 | 0.29977 | 0.33715 | 0.0041461 | 4.3426 | 62.2855 | 0 | 58.9996
2016-07-18 10:44 | EDR_CZ11_2100_NGAS | CZ11 PS21 BD02 BQ01 BW02 BA04 BF01 BH14 BC02 | Proposed and Standard | PASS | 0 | 52.3274 | 180.46 | 1318.01 | 111.69 | 0 | 0 | 505.557 | 965.654 | 2025.88 | 119.621 | 5226.88 | 210.17 | 0 | 0 | 0 | 116.879 | 0 | 43.5155 | 0 | 0 | 370.564 | 0 | 0 | 0 | 0 | 0 | 0 | 0 | 0 | 0 | 0 | 24.2 | 42.37 | 1.47 | 0 | 11.21 | 0 | 7.31 | 17.98 | 27.45 | 1.62 | 133.61 | 79.25 | 180.46 | 1318.01 | 111.69 | 0 | 0 | 505.557 | 965.654 | 2025.88 | 119.621 | 5226.88 | 210.17 | 0 | 0 | 0 | 116.879 | 0 | 43.5155 | 0 | 0 | 370.565 | 0 | 0 | 0 | 0 | 0 | 0 | 0 | 0 | 0 | 0 | 24.2 | 42.37 | 1.47 | 0 | 11.21 | 7.31 | 17.98 | 27.45 | 1.62 | 133.61 | 79.25 | CA Residential 2019, Vers. 1.0 | CSE 0.811 EXE |  | MPCBECC | 0 | 1.5305 | 0.012754 | 0 | 0 | 0.074916 | 0.15272 | 0.25847 | 0.010531 | 2.0399 | 1.5433 | 0 | 1.5305 | 0.012754 | 0 | 0 | 0.074916 | 0.15272 | 0.25847 | 0.010531 | 2.0399 | 1.5433 | 2.3842e-07 | 3.5763e-07 | 0 | 0 | [9 empty] | 180.46 | 1318.01 | 111.69 | 0 | 0 | 0 | 505.557 | 965.654 | 2025.88 | 119.621 | 5226.88 | 210.17 | 0 | 0 | 0 | 116.879 | 0 | 43.5155 | 0 | 0 | 370.564 | 0 | 0 | 0 | 0 | 0 | 0 | 0 | 0 | 0 | 0 | 24.2 | 42.37 | 1.47 | 0 | 11.21 | 0 | 7.31 | 17.98 | 27.45 | 1.62 | 133.61 | 0 | 1.5305 | 0.012754 | 0 | 0 | 0 | 0.074916 | 0.15272 | 0.25847 | 0.010531 | 2.0399 | 414.501 | 3106.48 | 111.69 | 0 | 0 | 2135 | 930.001 | 2637.81 | 297.5 | 9632.98 | 345.001 | 0 | 0 | 0 | 170.949 | 0 | 65.4 | 0 | 0 | 581.35 | 0 | 0 | 0 | 0 | 0 | 0 | 0 | 0 | 0 | 0 | 41.1 | 87.2 | 1.47 | 0 | 16.39 | 31.62 | 18.55 | 36.32 | 3.99 | 236.64 | 0 | 3.167 | 0.012754 | 0 | 0 | 0.3358 | 0.11074 | 0.35138 | 0.0041461 | 3.9819 | 52.3274 | 0 | 52.3274
2016-07-18 10:44 | EDR_CZ11_2700_ELEC | CZ11 PS27 BD02 BQ01 BW02 BA04 BF01 BH15 BC02 | Proposed and Standard | FAIL | -3.72 | 57.4439 | 2746.56 | 1800.88 | 141.255 | 0 | 2698.49 | 615.745 | 2168.66 | 2371.31 | 151.515 | 12694.4 | 0 | 0 | 0 | 0 | 0 | 0 | 0 | 0 | 0 | 0 | 0 | 0 | 0 | 0 | 0 | 0 | 0 | 0 | 0 | 0 | 25.65 | 43.53 | 1.45 | 0 | 25.66 | 0 | 6.93 | 22.84 | 24.98 | 1.6 | 152.64 | 96.29 | 2751.17 | 1799.68 | 141.255 | 0 | 0 | 615.745 | 2167.93 | 2371.31 | 151.515 | 9998.6 | 0 | 0 | 0 | 0 | 0 | 0 | 0 | 0 | 0 | 0 | 0 | 0 | 0 | 0 | 13.1583 | 0 | 0 | 0 | 0 | 13.1583 | 25.69 | 43.51 | 1.45 | 0 | 21.92 | 6.93 | 22.84 | 24.98 | 1.6 | 148.92 | 92.57 | CA Residential 2019, Vers. 1.0 | CSE 0.811 EXE |  | MPCBECC | 0 | 2.0409 | 0.01613 | 0 | 0.26473 | 0.091244 | 0.24914 | 0.30219 | 0.013338 | 2.9777 | 2.3218 | 0 | 2.0398 | 0.01613 | 0 | 0 | 0.091244 | 0.24909 | 0.30219 | 0.013338 | 2.7118 | 2.0559 | -0.26588 | -0.26584 | -2.498 | -4.0186 | [9 empty] | 2746.56 | 1800.88 | 141.255 | 0 | 2698.49 | 0 | 615.745 | 2168.66 | 2371.31 | 151.515 | 12694.4 | 0 | 0 | 0 | 0 | 0 | 0 | 0 | 0 | 0 | 0 | 0 | 0 | 0 | 0 | 0 | 0 | 0 | 0 | 0 | 0 | 25.65 | 43.53 | 1.45 | 0 | 25.66 | 0 | 6.93 | 22.84 | 24.98 | 1.6 | 152.64 | 0 | 2.0409 | 0.01613 | 0 | 0.26473 | 0 | 0.091244 | 0.24914 | 0.30219 | 0.013338 | 2.9777 | 5303.8 | 4287.52 | 141.255 | 0 | 2800.85 | 2615 | 2596 | 3146.01 | 327.5 | 21217.9 | 0 | 0 | 0 | 0 | 0 | 0 | 0 | 0 | 0 | 0 | 0 | 0 | 0 | 0 | 0 | 0 | 0 | 0 | 0 | 0 | 49.47 | 93 | 1.45 | 0 | 27.1 | 30.12 | 27.48 | 33.69 | 3.41 | 265.72 | 0 | 4.395 | 0.01613 | 0 | 0.29835 | 0.4113 | 0.33233 | 0.41908 | 0.0045642 | 5.8767 | 57.4439 | 0 | 56.044
2016-07-18 10:44 | EDR_CZ11_2700_NGAS | CZ11 PS27 BD02 BQ01 BW02 BA04 BF01 BH14 BC02 | Proposed and Standard | PASS | 0 | 49.6869 | 216.598 | 1810.04 | 141.255 | 0 | 0 | 615.745 | 1062.28 | 2371.31 | 151.515 | 6368.74 | 252.258 | 0 | 0 | 0 | 131.583 | 0 | 45.1978 | 0 | 0 | 429.039 | 0 | 0 | 0 | 0 | 0 | 0 | 0 | 0 | 0 | 0 | 22.6 | 43.76 | 1.45 | 0 | 9.77 | 0 | 6.93 | 14.63 | 24.98 | 1.6 | 125.72 | 77.58 | 216.598 | 1810.04 | 141.255 | 0 | 0 | 615.745 | 1062.28 | 2371.31 | 151.515 | 6368.74 | 252.258 | 0 | 0 | 0 | 131.583 | 0 | 45.1978 | 0 | 0 | 429.039 | 0 | 0 | 0 | 0 | 0 | 0 | 0 | 0 | 0 | 0 | 22.6 | 43.76 | 1.45 | 0 | 9.77 | 6.93 | 14.63 | 24.98 | 1.6 | 125.72 | 77.58 | CA Residential 2019, Vers. 1.0 | CSE 0.811 EXE |  | MPCBECC | 0 | 2.0528 | 0.01613 | 0 | 0 | 0.091244 | 0.15176 | 0.30219 | 0.013338 | 2.6275 | 2.069 | 0 | 2.0528 | 0.01613 | 0 | 0 | 0.091244 | 0.15176 | 0.30219 | 0.013338 | 2.6275 | 2.069 | 0 | 0 | 0 | 0 | [9 empty] | 216.598 | 1810.04 | 141.255 | 0 | 0 | 0 | 615.745 | 1062.28 | 2371.31 | 151.515 | 6368.74 | 252.258 | 0 | 0 | 0 | 131.583 | 0 | 45.1978 | 0 | 0 | 429.039 | 0 | 0 | 0 | 0 | 0 | 0 | 0 | 0 | 0 | 0 | 22.6 | 43.76 | 1.45 | 0 | 9.77 | 0 | 6.93 | 14.63 | 24.98 | 1.6 | 125.72 | 0 | 2.0528 | 0.01613 | 0 | 0 | 0 | 0.091244 | 0.15176 | 0.30219 | 0.013338 | 2.6275 | 571.982 | 4348.13 | 141.255 | 0 | 0 | 2615 | 989.001 | 3267.2 | 327.5 | 12260.1 | 476.076 | 0 | 0 | 0 | 185.227 | 0 | 73.4 | 0 | 0 | 734.703 | 0 | 0 | 0 | 0 | 0 | 0 | 0 | 0 | 0 | 0 | 44.07 | 93.93 | 1.45 | 0 | 13.75 | 30.12 | 15.64 | 34.99 | 3.41 | 237.36 | 0 | 4.4314 | 0.01613 | 0 | 0 | 0.4113 | 0.11826 | 0.43522 | 0.0045642 | 5.4168 | 49.6869 | 0 | 49.6869
2016-07-18 10:44 | EDR_CZ11_6960_ELEC | CZ11 PS69 BD02 BQ01 BW02 BA04 BF01 BH15 BC02 | Proposed and Standard | FAIL | -24.02 | 76.6421 | 4955.74 | 6349.48 | 785.772 | 0 | 14669.4 | 2033.7 | 12617.5 | 12062 | 433.914 | 53907.5 | 0 | 0 | 0 | 0 | 0 | 0 | 0 | 0 | 0 | 0 | 0 | 0 | 0 | 0 | 0 | 0 | 0 | 0 | 0 | 0 | 17.93 | 60.81 | 3.13 | 0 | 61.01 | 0 | 8.88 | 54.97 | 49.36 | 1.78 | 257.87 | 142.88 | 5072.63 | 6180.74 | 785.772 | 0 | 0 | 2033.7 | 12614.9 | 12062 | 433.914 | 39183.6 | 0 | 0 | 0 | 0 | 0 | 0 | 0 | 0 | 0 | 0 | 0 | 0 | 0 | 0 | 66.1865 | 0 | 0 | 0 | 0 | 66.1865 | 18.36 | 54.55 | 3.13 | 0 | 42.82 | 8.88 | 54.98 | 49.36 | 1.78 | 233.86 | 118.86 | CA Residential 2019, Vers. 1.0 | CSE 0.811 EXE |  | MPCBECC | 0 | 7.4815 | 0.089726 | 0 | 1.4206 | 0.30136 | 1.6962 | 1.5431 | 0.038199 | 12.5707 | 8.9918 | 0 | 6.9288 | 0.089726 | 0 | 0 | 0.30136 | 1.6975 | 1.5431 | 0.038199 | 10.5987 | 7.0186 | -1.972 | -1.9733 | -10.2668 | -20.2087 | [9 empty] | 4955.74 | 6349.48 | 785.772 | 0 | 14669.4 | 0 | 2033.7 | 12617.5 | 12062 | 433.914 | 53907.5 | 0 | 0 | 0 | 0 | 0 | 0 | 0 | 0 | 0 | 0 | 0 | 0 | 0 | 0 | 0 | 0 | 0 | 0 | 0 | 0 | 17.93 | 60.81 | 3.13 | 0 | 61.01 | 0 | 8.88 | 54.97 | 49.36 | 1.78 | 257.87 | 0 | 7.4815 | 0.089726 | 0 | 1.4206 | 0 | 0.30136 | 1.6962 | 1.5431 | 0.038199 | 12.5707 | 9832.94 | 12716.5 | 785.772 | 0 | 15373.8 | 5894.96 | 15077.5 | 10697.7 | 540.499 | 70919.8 | 0 | 0 | 0 | 0 | 0 | 0 | 0 | 0 | 0 | 0 | 0 | 0 | 0 | 0 | 0 | 0 | 0 | 0 | 0 | 0 | 35.58 | 99.18 | 3.13 | 0 | 63.9 | 26.34 | 61.7 | 44.44 | 2.19 | 336.46 | 0 | 11.5688 | 0.089726 | 0 | 1.0608 | 0.92718 | 1.9074 | 1.425 | 0.0075327 | 16.9865 | 76.6421 | 0 | 69.506
2016-07-18 10:44 | EDR_CZ11_6960_NGAS | CZ11 PS69 BD02 BQ01 BW02 BA04 BF01 BH14 BC02 | Proposed and Standard | PASS | 0 | 59.6123 | 332.567 | 6172.22 | 785.772 | 0 | 0 | 2033.7 | 5544.23 | 12062 | 433.914 | 27364.4 | 387.319 | 0 | 0 | 0 | 661.865 | 0 | 288.262 | 0 | 0 | 1337.45 | 0 | 0 | 0 | 0 | 0 | 0 | 0 | 0 | 0 | 0 | 13.51 | 51.39 | 3.13 | 0 | 19.07 | 0 | 8.88 | 31.66 | 49.36 | 1.78 | 178.78 | 87.1 | 332.567 | 6172.36 | 785.772 | 0 | 0 | 2033.7 | 5544.23 | 12062 | 433.914 | 27364.5 | 387.319 | 0 | 0 | 0 | 661.865 | 0 | 288.262 | 0 | 0 | 1337.45 | 0 | 0 | 0 | 0 | 0 | 0 | 0 | 0 | 0 | 0 | 13.51 | 51.39 | 3.13 | 0 | 19.07 | 8.88 | 31.66 | 49.36 | 1.78 | 178.78 | 87.1 | CA Residential 2019, Vers. 1.0 | CSE 0.811 EXE |  | MPCBECC | 0 | 6.5796 | 0.089726 | 0 | 0 | 0.30136 | 0.75383 | 1.5431 | 0.038199 | 9.3059 | 6.6694 | 0 | 6.5797 | 0.089726 | 0 | 0 | 0.30136 | 0.75383 | 1.5431 | 0.038199 | 9.306 | 6.6695 | 7.6294e-05 | 7.6294e-05 | 0 | 0 | [9 empty] | 332.567 | 6172.22 | 785.772 | 0 | 0 | 0 | 2033.7 | 5544.23 | 12062 | 433.914 | 27364.4 | 387.319 | 0 | 0 | 0 | 661.865 | 0 | 288.262 | 0 | 0 | 1337.45 | 0 | 0 | 0 | 0 | 0 | 0 | 0 | 0 | 0 | 0 | 13.51 | 51.39 | 3.13 | 0 | 19.07 | 0 | 8.88 | 31.66 | 49.36 | 1.78 | 178.78 | 0 | 6.5796 | 0.089726 | 0 | 0 | 0 | 0.30136 | 0.75383 | 1.5431 | 0.038199 | 9.3059 | 1038.65 | 12457.1 | 785.772 | 0 | 0 | 5894.96 | 6547.68 | 10697.7 | 540.499 | 37962.4 | 864.495 | 0 | 0 | 0 | 1104.6 | 0 | 291.124 | 0 | 0 | 2260.22 | 0 | 0 | 0 | 0 | 0 | 0 | 0 | 0 | 0 | 0 | 31.14 | 97.87 | 3.13 | 0 | 31.82 | 26.34 | 34.53 | 44.44 | 2.19 | 271.46 | 0 | 11.4471 | 0.089726 | 0 | 0 | 0.92718 | 0.77117 | 1.425 | 0.0075327 | 14.6678 | 59.6123 | 0 | 59.6123
2016-07-18 10:44 | EDR_CZ12_2100_ELEC | CZ12 PS21 BD02 BQ01 BW02 BA04 BF01 BH15 BC02 | Proposed and Standard | FAIL | -9.56 | 64.4431 | 2251.49 | 273.207 | 111.69 | 0 | 2546.36 | 505.557 | 2019.2 | 2025.88 | 119.621 | 9853 | 0 | 0 | 0 | 0 | 0 | 0 | 0 | 0 | 0 | 0 | 0 | 0 | 0 | 0 | 0 | 0 | 0 | 0 | 0 | 0 | 27.08 | 21.85 | 1.47 | 0 | 35.75 | 0 | 7.34 | 29.75 | 27.48 | 1.63 | 152.35 | 86.15 | 2255.15 | 272.945 | 111.69 | 0 | 0 | 505.557 | 2018.64 | 2025.88 | 119.621 | 7309.49 | 0 | 0 | 0 | 0 | 0 | 0 | 0 | 0 | 0 | 0 | 0 | 0 | 0 | 0 | 12.2788 | 0 | 0 | 0 | 0 | 12.2788 | 27.13 | 21.73 | 1.47 | 0 | 26.26 | 7.34 | 29.74 | 27.48 | 1.63 | 142.78 | 76.59 | CA Residential 2019, Vers. 1.0 | CSE 0.811 EXE |  | MPCBECC | 0 | 0.5241 | 0.012754 | 0 | 0.14746 | 0.074916 | 0.29327 | 0.25847 | 0.010531 | 1.3215 | 0.68431 | 0 | 0.52309 | 0.012754 | 0 | 0 | 0.074916 | 0.29323 | 0.25847 | 0.010531 | 1.173 | 0.53585 | -0.1485 | -0.14846 | -6.7026 | -12.4821 | [9 empty] | 2251.49 | 273.207 | 111.69 | 0 | 2546.36 | 0 | 505.557 | 2019.2 | 2025.88 | 119.621 | 9853 | 0 | 0 | 0 | 0 | 0 | 0 | 0 | 0 | 0 | 0 | 0 | 0 | 0 | 0 | 0 | 0 | 0 | 0 | 0 | 0 | 27.08 | 21.85 | 1.47 | 0 | 35.75 | 0 | 7.34 | 29.75 | 27.48 | 1.63 | 152.35 | 0 | 0.5241 | 0.012754 | 0 | 0.14746 | 0 | 0.074916 | 0.29327 | 0.25847 | 0.010531 | 1.3215 | 3737.16 | 1056.55 | 111.69 | 0 | 2651.61 | 2135 | 2349 | 2531 | 297.5 | 14869.5 | 0 | 0 | 0 | 0 | 0 | 0 | 0 | 0 | 0 | 0 | 0 | 0 | 0 | 0 | 0 | 0 | 0 | 0 | 0 | 0 | 44.91 | 50.73 | 1.47 | 0 | 36.54 | 31.79 | 31.97 | 34.89 | 4.11 | 236.41 | 0 | 2.2094 | 0.012754 | 0 | 0.20328 | 0.3358 | 0.29977 | 0.33715 | 0.0041461 | 3.4023 | 64.4431 | 0 | 60.3951
2016-07-18 10:44 | EDR_CZ12_2100_NGAS | CZ12 PS21 BD02 BQ01 BW02 BA04 BF01 BH14 BC02 | Proposed and Standard | PASS | 0 | 52.191 | 189.365 | 276.823 | 111.69 | 0 | 0 | 505.557 | 947.95 | 2025.88 | 119.621 | 4176.89 | 220.508 | 0 | 0 | 0 | 122.788 | 0 | 43.5155 | 0 | 0 | 386.811 | 0 | 0 | 0 | 0 | 0 | 0 | 0 | 0 | 0 | 0 | 25.45 | 21.96 | 1.47 | 0 | 11.72 | 0 | 7.34 | 18.15 | 27.48 | 1.63 | 115.2 | 60.6 | 189.365 | 276.824 | 111.69 | 0 | 0 | 505.557 | 947.95 | 2025.88 | 119.621 | 4176.89 | 220.507 | 0 | 0 | 0 | 122.788 | 0 | 43.5155 | 0 | 0 | 386.81 | 0 | 0 | 0 | 0 | 0 | 0 | 0 | 0 | 0 | 0 | 25.45 | 21.96 | 1.47 | 0 | 11.72 | 7.34 | 18.15 | 27.48 | 1.63 | 115.2 | 60.6 | CA Residential 2019, Vers. 1.0 | CSE 0.811 EXE |  | MPCBECC | 0 | 0.53385 | 0.012754 | 0 | 0 | 0.074916 | 0.14985 | 0.25847 | 0.010531 | 1.0404 | 0.5466 | 0 | 0.53385 | 0.012754 | 0 | 0 | 0.074916 | 0.14985 | 0.25847 | 0.010531 | 1.0404 | 0.5466 | 9.5367e-07 | 8.9407e-07 | 0 | 0 | [9 empty] | 189.365 | 276.823 | 111.69 | 0 | 0 | 0 | 505.557 | 947.95 | 2025.88 | 119.621 | 4176.89 | 220.508 | 0 | 0 | 0 | 122.788 | 0 | 43.5155 | 0 | 0 | 386.811 | 0 | 0 | 0 | 0 | 0 | 0 | 0 | 0 | 0 | 0 | 25.45 | 21.96 | 1.47 | 0 | 11.72 | 0 | 7.34 | 18.15 | 27.48 | 1.63 | 115.2 | 0 | 0.53385 | 0.012754 | 0 | 0 | 0 | 0.074916 | 0.14985 | 0.25847 | 0.010531 | 1.0404 | 420.763 | 1095.07 | 111.69 | 0 | 0 | 2135 | 930.001 | 2637.81 | 297.5 | 7627.83 | 350.158 | 0 | 0 | 0 | 176.651 | 0 | 65.4 | 0 | 0 | 592.209 | 0 | 0 | 0 | 0 | 0 | 0 | 0 | 0 | 0 | 0 | 41.81 | 51.7 | 1.47 | 0 | 16.86 | 31.79 | 18.56 | 36.36 | 4.11 | 202.66 | 0 | 2.2516 | 0.012754 | 0 | 0 | 0.3358 | 0.11074 | 0.35138 | 0.0041461 | 3.0665 | 52.191 | 0 | 52.191
2016-07-18 10:44 | EDR_CZ12_2700_ELEC | CZ12 PS27 BD02 BQ01 BW02 BA04 BF01 BH15 BC02 | Proposed and Standard | FAIL | -5.04 | 58.5225 | 2607.06 | 487.959 | 141.255 | 0 | 2836.8 | 615.745 | 2148.45 | 2371.31 | 151.515 | 11360.1 | 0 | 0 | 0 | 0 | 0 | 0 | 0 | 0 | 0 | 0 | 0 | 0 | 0 | 0 | 0 | 0 | 0 | 0 | 0 | 0 | 24.4 | 24.95 | 1.45 | 0 | 27.95 | 0 | 6.95 | 23.06 | 25.01 | 1.61 | 135.38 | 78.75 | 2611.49 | 487.156 | 141.255 | 0 | 0 | 615.745 | 2147.66 | 2371.31 | 151.515 | 8526.13 | 0 | 0 | 0 | 0 | 0 | 0 | 0 | 0 | 0 | 0 | 0 | 0 | 0 | 0 | 13.8281 | 0 | 0 | 0 | 0 | 13.8281 | 24.44 | 24.87 | 1.45 | 0 | 22.95 | 6.95 | 23.06 | 25.01 | 1.61 | 130.34 | 73.71 | CA Residential 2019, Vers. 1.0 | CSE 0.811 EXE |  | MPCBECC | 0 | 0.96891 | 0.01613 | 0 | 0.27815 | 0.091244 | 0.24594 | 0.30219 | 0.013338 | 1.9159 | 1.2632 | 0 | 0.96621 | 0.01613 | 0 | 0 | 0.091244 | 0.24589 | 0.30219 | 0.013338 | 1.635 | 0.98234 | -0.2809 | -0.28085 | -3.8668 | -6.8376 | [9 empty] | 2607.06 | 487.959 | 141.255 | 0 | 2836.8 | 0 | 615.745 | 2148.45 | 2371.31 | 151.515 | 11360.1 | 0 | 0 | 0 | 0 | 0 | 0 | 0 | 0 | 0 | 0 | 0 | 0 | 0 | 0 | 0 | 0 | 0 | 0 | 0 | 0 | 24.4 | 24.95 | 1.45 | 0 | 27.95 | 0 | 6.95 | 23.06 | 25.01 | 1.61 | 135.38 | 0 | 0.96891 | 0.01613 | 0 | 0.27815 | 0 | 0.091244 | 0.24594 | 0.30219 | 0.013338 | 1.9159 | 5021.97 | 1644.78 | 141.255 | 0 | 2944.48 | 2615 | 2596 | 3146.01 | 327.5 | 18437 | 0 | 0 | 0 | 0 | 0 | 0 | 0 | 0 | 0 | 0 | 0 | 0 | 0 | 0 | 0 | 0 | 0 | 0 | 0 | 0 | 46.93 | 58.11 | 1.45 | 0 | 29.8 | 30.28 | 27.51 | 33.73 | 3.52 | 231.33 | 0 | 3.3152 | 0.01613 | 0 | 0.21565 | 0.4113 | 0.33233 | 0.41908 | 0.0045642 | 4.7142 | 58.5225 | 0 | 56.3438
2016-07-18 10:44 | EDR_CZ12_2700_NGAS | CZ12 PS27 BD02 BQ01 BW02 BA04 BF01 BH14 BC02 | Proposed and Standard | PASS | 0 | 49.5419 | 220.271 | 492.314 | 141.255 | 0 | 0 | 615.745 | 1042.13 | 2371.31 | 151.515 | 5034.54 | 256.496 | 0 | 0 | 0 | 138.281 | 0 | 45.1978 | 0 | 0 | 439.975 | 0 | 0 | 0 | 0 | 0 | 0 | 0 | 0 | 0 | 0 | 23.04 | 25.08 | 1.45 | 0 | 10.22 | 0 | 6.95 | 14.48 | 25.01 | 1.61 | 107.84 | 59.79 | 220.271 | 492.314 | 141.255 | 0 | 0 | 615.745 | 1042.13 | 2371.31 | 151.515 | 5034.54 | 256.496 | 0 | 0 | 0 | 138.281 | 0 | 45.1978 | 0 | 0 | 439.975 | 0 | 0 | 0 | 0 | 0 | 0 | 0 | 0 | 0 | 0 | 23.04 | 25.08 | 1.45 | 0 | 10.22 | 6.95 | 14.48 | 25.01 | 1.61 | 107.84 | 59.79 | CA Residential 2019, Vers. 1.0 | CSE 0.811 EXE |  | MPCBECC | 0 | 0.97898 | 0.01613 | 0 | 0 | 0.091244 | 0.14857 | 0.30219 | 0.013338 | 1.5505 | 0.99511 | 0 | 0.97898 | 0.01613 | 0 | 0 | 0.091244 | 0.14857 | 0.30219 | 0.013338 | 1.5505 | 0.99511 | 0 | 0 | 0 | 0 | [9 empty] | 220.271 | 492.314 | 141.255 | 0 | 0 | 0 | 615.745 | 1042.13 | 2371.31 | 151.515 | 5034.54 | 256.496 | 0 | 0 | 0 | 138.281 | 0 | 45.1978 | 0 | 0 | 439.975 | 0 | 0 | 0 | 0 | 0 | 0 | 0 | 0 | 0 | 0 | 23.04 | 25.08 | 1.45 | 0 | 10.22 | 0 | 6.95 | 14.48 | 25.01 | 1.61 | 107.84 | 0 | 0.97898 | 0.01613 | 0 | 0 | 0 | 0.091244 | 0.14857 | 0.30219 | 0.013338 | 1.5505 | 567.6 | 1686.96 | 141.255 | 0 | 0 | 2615 | 989.001 | 3267.2 | 327.5 | 9594.52 | 472.356 | 0 | 0 | 0 | 191.564 | 0 | 73.4 | 0 | 0 | 737.319 | 0 | 0 | 0 | 0 | 0 | 0 | 0 | 0 | 0 | 0 | 43.85 | 58.92 | 1.45 | 0 | 14.16 | 30.28 | 15.65 | 35.03 | 3.52 | 202.86 | 0 | 3.3592 | 0.01613 | 0 | 0 | 0.4113 | 0.11826 | 0.43522 | 0.0045642 | 4.3446 | 49.5419 | 0 | 49.5419
2016-07-18 10:44 | EDR_CZ12_6960_ELEC | CZ12 PS69 BD02 BQ01 BW02 BA04 BF01 BH15 BC02 | Proposed and Standard | FAIL | -24.94 | 78.1797 | 4634.4 | 2727.12 | 785.772 | 0 | 15401.3 | 2033.7 | 12577.7 | 12062 | 433.914 | 50655.9 | 0 | 0 | 0 | 0 | 0 | 0 | 0 | 0 | 0 | 0 | 0 | 0 | 0 | 0 | 0 | 0 | 0 | 0 | 0 | 0 | 16.8 | 40.73 | 3.13 | 0 | 63.86 | 0 | 8.91 | 54.42 | 49.41 | 1.79 | 239.05 | 124.52 | 4717.36 | 2605.29 | 785.772 | 0 | 0 | 2033.7 | 12574 | 12062 | 433.914 | 35212 | 0 | 0 | 0 | 0 | 0 | 0 | 0 | 0 | 0 | 0 | 0 | 0 | 0 | 0 | 69.5881 | 0 | 0 | 0 | 0 | 69.5881 | 17.1 | 34.51 | 3.13 | 0 | 44.84 | 8.91 | 54.42 | 49.41 | 1.79 | 214.11 | 99.58 | CA Residential 2019, Vers. 1.0 | CSE 0.811 EXE |  | MPCBECC | 0 | 5.2006 | 0.089726 | 0 | 1.226 | 0.30136 | 1.6931 | 1.5431 | 0.038199 | 10.0921 | 6.5164 | 0 | 4.8175 | 0.089726 | 0 | 0 | 0.30136 | 1.6941 | 1.5431 | 0.038199 | 8.4841 | 4.9073 | -1.608 | -1.6091 | -11.6482 | -25.0452 | [9 empty] | 4634.4 | 2727.12 | 785.772 | 0 | 15401.3 | 0 | 2033.7 | 12577.7 | 12062 | 433.914 | 50655.9 | 0 | 0 | 0 | 0 | 0 | 0 | 0 | 0 | 0 | 0 | 0 | 0 | 0 | 0 | 0 | 0 | 0 | 0 | 0 | 0 | 16.8 | 40.73 | 3.13 | 0 | 63.86 | 0 | 8.91 | 54.42 | 49.41 | 1.79 | 239.05 | 0 | 5.2006 | 0.089726 | 0 | 1.226 | 0 | 0.30136 | 1.6931 | 1.5431 | 0.038199 | 10.0921 | 9294.08 | 6052.25 | 785.772 | 0 | 16117.5 | 5894.96 | 15077.5 | 10697.7 | 540.499 | 64460.3 | 0 | 0 | 0 | 0 | 0 | 0 | 0 | 0 | 0 | 0 | 0 | 0 | 0 | 0 | 0 | 0 | 0 | 0 | 0 | 0 | 33.69 | 66.43 | 3.13 | 0 | 67.53 | 26.48 | 61.77 | 44.49 | 2.25 | 305.77 | 0 | 9.4014 | 0.089726 | 0 | 1.3813 | 0.92718 | 1.9074 | 1.425 | 0.0075327 | 15.1396 | 78.1797 | 0 | 70.0232
2016-07-18 10:43 | EDR_CZ12_6960_NGAS | CZ12 PS69 BD02 BQ01 BW02 BA04 BF01 BH14 BC02 | Proposed and Standard | PASS | 0 | 60.494 | 325.774 | 2655.86 | 785.772 | 0 | 0 | 2033.7 | 5502.44 | 12062 | 433.914 | 23799.4 | 379.35 | 0 | 0 | 0 | 695.881 | 0 | 288.262 | 0 | 0 | 1363.49 | 0 | 0 | 0 | 0 | 0 | 0 | 0 | 0 | 0 | 0 | 13.27 | 34.92 | 3.13 | 0 | 19.96 | 0 | 8.91 | 31.77 | 49.41 | 1.79 | 163.16 | 71.28 | 325.774 | 2656.02 | 785.772 | 0 | 0 | 2033.7 | 5502.45 | 12062 | 433.914 | 23799.6 | 379.35 | 0 | 0 | 0 | 695.881 | 0 | 288.262 | 0 | 0 | 1363.49 | 0 | 0 | 0 | 0 | 0 | 0 | 0 | 0 | 0 | 0 | 13.27 | 34.92 | 3.13 | 0 | 19.96 | 8.91 | 31.77 | 49.41 | 1.79 | 163.16 | 71.28 | CA Residential 2019, Vers. 1.0 | CSE 0.811 EXE |  | MPCBECC | 0 | 4.8917 | 0.089726 | 0 | 0 | 0.30136 | 0.74938 | 1.5431 | 0.038199 | 7.6135 | 4.9814 | 0 | 4.8918 | 0.089726 | 0 | 0 | 0.30136 | 0.74938 | 1.5431 | 0.038199 | 7.6136 | 4.9815 | 0.00014353 | 0.00014305 | 0 | 0 | [9 empty] | 325.774 | 2655.86 | 785.772 | 0 | 0 | 0 | 2033.7 | 5502.44 | 12062 | 433.914 | 23799.4 | 379.35 | 0 | 0 | 0 | 695.881 | 0 | 288.262 | 0 | 0 | 1363.49 | 0 | 0 | 0 | 0 | 0 | 0 | 0 | 0 | 0 | 0 | 13.27 | 34.92 | 3.13 | 0 | 19.96 | 0 | 8.91 | 31.77 | 49.41 | 1.79 | 163.16 | 0 | 4.8917 | 0.089726 | 0 | 0 | 0 | 0.30136 | 0.74938 | 1.5431 | 0.038199 | 7.6135 | 1029.96 | 5831.04 | 785.772 | 0 | 0 | 5894.96 | 6547.68 | 10697.7 | 540.499 | 31327.7 | 857.131 | 0 | 0 | 0 | 1139.26 | 0 | 291.124 | 0 | 0 | 2287.51 | 0 | 0 | 0 | 0 | 0 | 0 | 0 | 0 | 0 | 0 | 30.97 | 65.13 | 3.13 | 0 | 32.67 | 26.48 | 34.55 | 44.49 | 2.25 | 239.67 | 0 | 9.2231 | 0.089726 | 0 | 0 | 0.92718 | 0.77117 | 1.425 | 0.0075327 | 12.4438 | 60.494 | 0 | 60.494
2016-07-18 10:42 | EDR_CZ13_2100_ELEC | CZ13 PS21 BD02 BQ01 BW02 BA04 BF01 BH15 BC02 | Proposed and Standard | FAIL | -6.63 | 63.1195 | 1918.45 | 1486.89 | 111.69 | 0 | 2375.71 | 505.557 | 2045.85 | 2025.88 | 119.621 | 10589.7 | 0 | 0 | 0 | 0 | 0 | 0 | 0 | 0 | 0 | 0 | 0 | 0 | 0 | 0 | 0 | 0 | 0 | 0 | 0 | 0 | 23.23 | 47.14 | 1.48 | 0 | 31.28 | 0 | 7.45 | 28.25 | 27.63 | 1.64 | 168.1 | 103.13 | 1920.55 | 1486.19 | 111.69 | 0 | 0 | 505.557 | 2045.33 | 2025.88 | 119.621 | 8214.83 | 0 | 0 | 0 | 0 | 0 | 0 | 0 | 0 | 0 | 0 | 0 | 0 | 0 | 0 | 11.4695 | 0 | 0 | 0 | 0 | 11.4695 | 23.26 | 47.13 | 1.48 | 0 | 24.63 | 7.45 | 28.24 | 27.63 | 1.64 | 161.46 | 96.5 | CA Residential 2019, Vers. 1.0 | CSE 0.811 EXE |  | MPCBECC | 0 | 1.954 | 0.012754 | 0 | 0.059195 | 0.074916 | 0.29717 | 0.25847 | 0.010531 | 2.667 | 2.026 | 0 | 1.9535 | 0.012754 | 0 | 0 | 0.074916 | 0.29714 | 0.25847 | 0.010531 | 2.6073 | 1.9662 | -0.059748 | -0.059719 | -4.1125 | -6.8705 | [9 empty] | 1918.45 | 1486.89 | 111.69 | 0 | 2375.71 | 0 | 505.557 | 2045.85 | 2025.88 | 119.621 | 10589.7 | 0 | 0 | 0 | 0 | 0 | 0 | 0 | 0 | 0 | 0 | 0 | 0 | 0 | 0 | 0 | 0 | 0 | 0 | 0 | 0 | 23.23 | 47.14 | 1.48 | 0 | 31.28 | 0 | 7.45 | 28.25 | 27.63 | 1.64 | 168.1 | 0 | 1.954 | 0.012754 | 0 | 0.059195 | 0 | 0.074916 | 0.29717 | 0.25847 | 0.010531 | 2.667 | 3338.07 | 3355.78 | 111.69 | 0 | 2472.21 | 2135 | 2349 | 2531 | 297.5 | 16590.3 | 0 | 0 | 0 | 0 | 0 | 0 | 0 | 0 | 0 | 0 | 0 | 0 | 0 | 0 | 0 | 0 | 0 | 0 | 0 | 0 | 40.39 | 87.11 | 1.48 | 0 | 33.59 | 32.37 | 32.16 | 35.1 | 4.12 | 266.32 | 0 | 3.3785 | 0.012754 | 0 | 0.21738 | 0.3358 | 0.29977 | 0.33715 | 0.0041461 | 4.5855 | 63.1195 | 0 | 60.6263
2016-07-18 10:42 | EDR_CZ13_2100_NGAS | CZ13 PS21 BD02 BQ01 BW02 BA04 BF01 BH14 BC02 | Proposed and Standard | PASS | 0 | 54.1064 | 156.691 | 1496.1 | 111.69 | 0 | 0 | 505.557 | 974.918 | 2025.88 | 119.621 | 5390.46 | 182.487 | 0 | 0 | 0 | 114.695 | 0 | 43.5155 | 0 | 0 | 340.698 | 0 | 0 | 0 | 0 | 0 | 0 | 0 | 0 | 0 | 0 | 21.16 | 47.5 | 1.48 | 0 | 11 | 0 | 7.45 | 18.1 | 27.63 | 1.64 | 135.96 | 81.14 | 156.686 | 1496.1 | 111.69 | 0 | 0 | 505.557 | 974.918 | 2025.88 | 119.621 | 5390.46 | 182.481 | 0 | 0 | 0 | 114.695 | 0 | 43.5155 | 0 | 0 | 340.692 | 0 | 0 | 0 | 0 | 0 | 0 | 0 | 0 | 0 | 0 | 21.16 | 47.5 | 1.48 | 0 | 11 | 7.45 | 18.1 | 27.63 | 1.64 | 135.96 | 81.14 | CA Residential 2019, Vers. 1.0 | CSE 0.811 EXE |  | MPCBECC | 0 | 1.9704 | 0.012754 | 0 | 0 | 0.074916 | 0.15375 | 0.25847 | 0.010531 | 2.4808 | 1.9832 | 0 | 1.9704 | 0.012754 | 0 | 0 | 0.074916 | 0.15375 | 0.25847 | 0.010531 | 2.4808 | 1.9832 | 0 | 0 | 0 | 0 | [9 empty] | 156.691 | 1496.1 | 111.69 | 0 | 0 | 0 | 505.557 | 974.918 | 2025.88 | 119.621 | 5390.46 | 182.487 | 0 | 0 | 0 | 114.695 | 0 | 43.5155 | 0 | 0 | 340.698 | 0 | 0 | 0 | 0 | 0 | 0 | 0 | 0 | 0 | 0 | 21.16 | 47.5 | 1.48 | 0 | 11 | 0 | 7.45 | 18.1 | 27.63 | 1.64 | 135.96 | 0 | 1.9704 | 0.012754 | 0 | 0 | 0 | 0.074916 | 0.15375 | 0.25847 | 0.010531 | 2.4808 | 365.694 | 3417.01 | 111.69 | 0 | 0 | 2135 | 930.001 | 2637.81 | 297.5 | 9894.7 | 304.376 | 0 | 0 | 0 | 168.782 | 0 | 65.4 | 0 | 0 | 538.557 | 0 | 0 | 0 | 0 | 0 | 0 | 0 | 0 | 0 | 0 | 36.51 | 88.3 | 1.48 | 0 | 16.19 | 32.37 | 18.63 | 36.58 | 4.12 | 234.18 | 0 | 3.4109 | 0.012754 | 0 | 0 | 0.3358 | 0.11074 | 0.35138 | 0.0041461 | 4.2257 | 54.1064 | 0 | 54.1064
2016-07-18 10:42 | EDR_CZ13_2700_ELEC | CZ13 PS27 BD02 BQ01 BW02 BA04 BF01 BH15 BC02 | Proposed and Standard | FAIL | -4.75 | 58.4511 | 2359.18 | 2004.11 | 141.255 | 0 | 2645.03 | 615.745 | 2178.93 | 2371.31 | 151.515 | 12467.1 | 0 | 0 | 0 | 0 | 0 | 0 | 0 | 0 | 0 | 0 | 0 | 0 | 0 | 0 | 0 | 0 | 0 | 0 | 0 | 0 | 22.22 | 47.12 | 1.46 | 0 | 26.28 | 0 | 7.06 | 23.44 | 25.14 | 1.62 | 154.34 | 97.08 | 2363.21 | 2002.82 | 141.255 | 0 | 0 | 615.745 | 2178.19 | 2371.31 | 151.515 | 9824.04 | 0 | 0 | 0 | 0 | 0 | 0 | 0 | 0 | 0 | 0 | 0 | 0 | 0 | 0 | 12.9056 | 0 | 0 | 0 | 0 | 12.9056 | 22.26 | 47.1 | 1.46 | 0 | 21.51 | 7.06 | 23.43 | 25.14 | 1.62 | 149.58 | 92.33 | CA Residential 2019, Vers. 1.0 | CSE 0.811 EXE |  | MPCBECC | 0 | 2.5253 | 0.01613 | 0 | 0.20295 | 0.091244 | 0.25031 | 0.30219 | 0.013338 | 3.4014 | 2.7443 | 0 | 2.5244 | 0.01613 | 0 | 0 | 0.091244 | 0.25026 | 0.30219 | 0.013338 | 3.1976 | 2.5406 | -0.20381 | -0.20377 | -3.1822 | -5.1446 | [9 empty] | 2359.18 | 2004.11 | 141.255 | 0 | 2645.03 | 0 | 615.745 | 2178.93 | 2371.31 | 151.515 | 12467.1 | 0 | 0 | 0 | 0 | 0 | 0 | 0 | 0 | 0 | 0 | 0 | 0 | 0 | 0 | 0 | 0 | 0 | 0 | 0 | 0 | 22.22 | 47.12 | 1.46 | 0 | 26.28 | 0 | 7.06 | 23.44 | 25.14 | 1.62 | 154.34 | 0 | 2.5253 | 0.01613 | 0 | 0.20295 | 0 | 0.091244 | 0.25031 | 0.30219 | 0.013338 | 3.4014 | 4655.61 | 4662.82 | 141.255 | 0 | 2743.9 | 2615 | 2596 | 3146.01 | 327.5 | 20888.1 | 0 | 0 | 0 | 0 | 0 | 0 | 0 | 0 | 0 | 0 | 0 | 0 | 0 | 0 | 0 | 0 | 0 | 0 | 0 | 0 | 43.8 | 94.06 | 1.46 | 0 | 28.77 | 30.84 | 27.67 | 33.93 | 3.52 | 264.05 | 0 | 4.7121 | 0.01613 | 0 | 0.31199 | 0.4113 | 0.33233 | 0.41908 | 0.0045642 | 6.2075 | 58.4511 | 0 | 56.6484
2016-07-18 10:42 | EDR_CZ13_2700_NGAS | CZ13 PS27 BD02 BQ01 BW02 BA04 BF01 BH14 BC02 | Proposed and Standard | PASS | 0 | 51.1242 | 193.838 | 2014.14 | 141.255 | 0 | 0 | 615.745 | 1072.85 | 2371.31 | 151.515 | 6560.65 | 225.749 | 0 | 0 | 0 | 129.056 | 0 | 45.1978 | 0 | 0 | 400.003 | 0 | 0 | 0 | 0 | 0 | 0 | 0 | 0 | 0 | 0 | 20.36 | 47.46 | 1.46 | 0 | 9.58 | 0 | 7.06 | 14.9 | 25.14 | 1.62 | 127.58 | 78.86 | 193.838 | 2014.14 | 141.255 | 0 | 0 | 615.745 | 1072.85 | 2371.31 | 151.515 | 6560.65 | 225.749 | 0 | 0 | 0 | 129.056 | 0 | 45.1978 | 0 | 0 | 400.003 | 0 | 0 | 0 | 0 | 0 | 0 | 0 | 0 | 0 | 0 | 20.36 | 47.46 | 1.46 | 0 | 9.58 | 7.06 | 14.9 | 25.14 | 1.62 | 127.58 | 78.86 | CA Residential 2019, Vers. 1.0 | CSE 0.811 EXE |  | MPCBECC | 0 | 2.5455 | 0.01613 | 0 | 0 | 0.091244 | 0.15293 | 0.30219 | 0.013338 | 3.1214 | 2.5617 | 0 | 2.5455 | 0.01613 | 0 | 0 | 0.091244 | 0.15293 | 0.30219 | 0.013338 | 3.1214 | 2.5617 | 0 | 0 | 0 | 0 | [9 empty] | 193.838 | 2014.14 | 141.255 | 0 | 0 | 0 | 615.745 | 1072.85 | 2371.31 | 151.515 | 6560.65 | 225.749 | 0 | 0 | 0 | 129.056 | 0 | 45.1978 | 0 | 0 | 400.003 | 0 | 0 | 0 | 0 | 0 | 0 | 0 | 0 | 0 | 0 | 20.36 | 47.46 | 1.46 | 0 | 9.58 | 0 | 7.06 | 14.9 | 25.14 | 1.62 | 127.58 | 0 | 2.5455 | 0.01613 | 0 | 0 | 0 | 0.091244 | 0.15293 | 0.30219 | 0.013338 | 3.1214 | 515.98 | 4729.34 | 141.255 | 0 | 0 | 2615 | 989.001 | 3267.2 | 327.5 | 12585.3 | 429.462 | 0 | 0 | 0 | 182.777 | 0 | 73.4 | 0 | 0 | 685.639 | 0 | 0 | 0 | 0 | 0 | 0 | 0 | 0 | 0 | 0 | 40.05 | 95.08 | 1.46 | 0 | 13.57 | 30.84 | 15.7 | 35.24 | 3.52 | 235.46 | 0 | 4.7472 | 0.01613 | 0 | 0 | 0.4113 | 0.11826 | 0.43522 | 0.0045642 | 5.7326 | 51.1242 | 0 | 51.1242
2016-07-18 10:43 | EDR_CZ13_6960_ELEC | CZ13 PS69 BD02 BQ01 BW02 BA04 BF01 BH15 BC02 | Proposed and Standard | FAIL | -26.17 | 75.9923 | 4186.67 | 6996.45 | 785.772 | 0 | 14402.7 | 2033.7 | 12644.3 | 12062 | 433.914 | 53545.4 | 0 | 0 | 0 | 0 | 0 | 0 | 0 | 0 | 0 | 0 | 0 | 0 | 0 | 0 | 0 | 0 | 0 | 0 | 0 | 0 | 15.28 | 62.4 | 3.14 | 0 | 60.56 | 0 | 9.05 | 54.64 | 49.68 | 1.8 | 256.55 | 141.38 | 4272.67 | 6730.39 | 785.772 | 0 | 0 | 2033.7 | 12642.8 | 12062 | 433.914 | 38961.2 | 0 | 0 | 0 | 0 | 0 | 0 | 0 | 0 | 0 | 0 | 0 | 0 | 0 | 0 | 64.9463 | 0 | 0 | 0 | 0 | 64.9463 | 15.59 | 54.46 | 3.14 | 0 | 42.02 | 9.05 | 54.66 | 49.68 | 1.8 | 230.4 | 115.21 | CA Residential 2019, Vers. 1.0 | CSE 0.811 EXE |  | MPCBECC | 0 | 8.6969 | 0.089726 | 0 | 1.5031 | 0.30136 | 1.6973 | 1.5431 | 0.038199 | 13.8697 | 10.2897 | 0 | 7.3414 | 0.089726 | 0 | 0 | 0.30136 | 1.7007 | 1.5431 | 0.038199 | 11.0145 | 7.4311 | -2.8552 | -2.8586 | -11.3498 | -22.715 | [9 empty] | 4186.67 | 6996.45 | 785.772 | 0 | 14402.7 | 0 | 2033.7 | 12644.3 | 12062 | 433.914 | 53545.4 | 0 | 0 | 0 | 0 | 0 | 0 | 0 | 0 | 0 | 0 | 0 | 0 | 0 | 0 | 0 | 0 | 0 | 0 | 0 | 0 | 15.28 | 62.4 | 3.14 | 0 | 60.56 | 0 | 9.05 | 54.64 | 49.68 | 1.8 | 256.55 | 0 | 8.6969 | 0.089726 | 0 | 1.5031 | 0 | 0.30136 | 1.6973 | 1.5431 | 0.038199 | 13.8697 | 8578.64 | 13899.4 | 785.772 | 0 | 15098.3 | 5894.96 | 15077.5 | 10697.7 | 540.499 | 70572.8 | 0 | 0 | 0 | 0 | 0 | 0 | 0 | 0 | 0 | 0 | 0 | 0 | 0 | 0 | 0 | 0 | 0 | 0 | 0 | 0 | 31.31 | 101.54 | 3.14 | 0 | 65.51 | 26.97 | 62.11 | 44.76 | 2.26 | 337.6 | 0 | 12.3224 | 0.089726 | 0 | 1.1793 | 0.92718 | 1.9074 | 1.425 | 0.0075327 | 17.8585 | 75.9923 | 0 | 68.2464
2016-07-18 10:43 | EDR_CZ13_6960_NGAS | CZ13 PS69 BD02 BQ01 BW02 BA04 BF01 BH14 BC02 | Proposed and Standard | PASS | 0 | 60.5346 | 285.233 | 6810.87 | 785.772 | 0 | 0 | 2033.7 | 5572.3 | 12062 | 433.914 | 27983.7 | 332.19 | 0 | 0 | 0 | 649.463 | 0 | 288.262 | 0 | 0 | 1269.91 | 0 | 0 | 0 | 0 | 0 | 0 | 0 | 0 | 0 | 0 | 11.65 | 55.24 | 3.14 | 0 | 18.72 | 0 | 9.05 | 31.92 | 49.68 | 1.8 | 181.2 | 88.75 | 285.232 | 6810.99 | 785.772 | 0 | 0 | 2033.7 | 5572.3 | 12062 | 433.914 | 27983.9 | 332.189 | 0 | 0 | 0 | 649.463 | 0 | 288.262 | 0 | 0 | 1269.91 | 0 | 0 | 0 | 0 | 0 | 0 | 0 | 0 | 0 | 0 | 11.65 | 55.24 | 3.14 | 0 | 18.72 | 9.05 | 31.92 | 49.68 | 1.8 | 181.2 | 88.75 | CA Residential 2019, Vers. 1.0 | CSE 0.811 EXE |  | MPCBECC | 0 | 7.4591 | 0.089726 | 0 | 0 | 0.30136 | 0.75584 | 1.5431 | 0.038199 | 10.1873 | 7.5488 | 0 | 7.4591 | 0.089726 | 0 | 0 | 0.30136 | 0.75584 | 1.5431 | 0.038199 | 10.1873 | 7.5488 | 2.5749e-05 | 2.4796e-05 | 0 | 0 | [9 empty] | 285.233 | 6810.87 | 785.772 | 0 | 0 | 0 | 2033.7 | 5572.3 | 12062 | 433.914 | 27983.7 | 332.19 | 0 | 0 | 0 | 649.463 | 0 | 288.262 | 0 | 0 | 1269.91 | 0 | 0 | 0 | 0 | 0 | 0 | 0 | 0 | 0 | 0 | 11.65 | 55.24 | 3.14 | 0 | 18.72 | 0 | 9.05 | 31.92 | 49.68 | 1.8 | 181.2 | 0 | 7.4591 | 0.089726 | 0 | 0 | 0 | 0.30136 | 0.75584 | 1.5431 | 0.038199 | 10.1873 | 927.52 | 13616.4 | 785.772 | 0 | 0 | 5894.96 | 6547.68 | 10697.7 | 540.499 | 39010.5 | 771.995 | 0 | 0 | 0 | 1091.57 | 0 | 291.124 | 0 | 0 | 2154.69 | 0 | 0 | 0 | 0 | 0 | 0 | 0 | 0 | 0 | 0 | 27.98 | 100.14 | 3.14 | 0 | 31.46 | 26.97 | 34.69 | 44.76 | 2.26 | 271.4 | 0 | 12.2176 | 0.089726 | 0 | 0 | 0.92718 | 0.77117 | 1.425 | 0.0075327 | 15.4382 | 60.5346 | 0 | 60.5346
2016-07-18 10:44 | EDR_CZ14_2100_ELEC | CZ14 PS21 BD02 BQ01 BW02 BA04 BF01 BH15 BC02 | Proposed and Standard | FAIL | -4.73 | 63.8293 | 2411.85 | 1273 | 111.69 | 0 | 2452.15 | 505.557 | 2035.29 | 2025.88 | 119.621 | 10935 | 0 | 0 | 0 | 0 | 0 | 0 | 0 | 0 | 0 | 0 | 0 | 0 | 0 | 0 | 0 | 0 | 0 | 0 | 0 | 0 | 28.04 | 38.71 | 1.43 | 0 | 30.16 | 0 | 6.95 | 26.99 | 26.48 | 1.56 | 160.32 | 98.34 | 2414.39 | 1272.38 | 111.69 | 0 | 0 | 505.557 | 2034.78 | 2025.88 | 119.621 | 8484.29 | 0 | 0 | 0 | 0 | 0 | 0 | 0 | 0 | 0 | 0 | 0 | 0 | 0 | 0 | 11.8297 | 0 | 0 | 0 | 0 | 11.8297 | 28.07 | 38.7 | 1.43 | 0 | 25.41 | 6.95 | 26.98 | 26.48 | 1.56 | 155.58 | 93.61 | CA Residential 2019, Vers. 1.0 | CSE 0.811 EXE |  | MPCBECC | 0 | 1.7652 | 0.012754 | 0 | 0.093829 | 0.074916 | 0.2971 | 0.25847 | 0.010531 | 2.5128 | 1.8718 | 0 | 1.7647 | 0.012754 | 0 | 0 | 0.074916 | 0.29707 | 0.25847 | 0.010531 | 2.4184 | 1.7774 | -0.094409 | -0.094381 | -3.0467 | -5.0529 | [9 empty] | 2411.85 | 1273 | 111.69 | 0 | 2452.15 | 0 | 505.557 | 2035.29 | 2025.88 | 119.621 | 10935 | 0 | 0 | 0 | 0 | 0 | 0 | 0 | 0 | 0 | 0 | 0 | 0 | 0 | 0 | 0 | 0 | 0 | 0 | 0 | 0 | 28.04 | 38.71 | 1.43 | 0 | 30.16 | 0 | 6.95 | 26.99 | 26.48 | 1.56 | 160.32 | 0 | 1.7652 | 0.012754 | 0 | 0.093829 | 0 | 0.074916 | 0.2971 | 0.25847 | 0.010531 | 2.5128 | 4115.06 | 2906.98 | 111.69 | 0 | 2553.19 | 2135 | 2349 | 2531 | 297.5 | 16999.4 | 0 | 0 | 0 | 0 | 0 | 0 | 0 | 0 | 0 | 0 | 0 | 0 | 0 | 0 | 0 | 0 | 0 | 0 | 0 | 0 | 47.76 | 72.46 | 1.43 | 0 | 31.48 | 29.87 | 30.74 | 33.47 | 3.96 | 251.17 | 0 | 3.1388 | 0.012754 | 0 | 0.148 | 0.3358 | 0.29977 | 0.33715 | 0.0041461 | 4.2764 | 63.8293 | 0 | 61.9421
2016-07-18 10:44 | EDR_CZ14_2100_NGAS | CZ14 PS21 BD02 BQ01 BW02 BA04 BF01 BH14 BC02 | Proposed and Standard | PASS | 0 | 53.9769 | 174.71 | 1280.79 | 111.69 | 0 | 0 | 505.557 | 963.678 | 2025.88 | 119.621 | 5181.93 | 203.689 | 0 | 0 | 0 | 118.297 | 0 | 43.5155 | 0 | 0 | 365.501 | 0 | 0 | 0 | 0 | 0 | 0 | 0 | 0 | 0 | 0 | 23.55 | 38.9 | 1.43 | 0 | 11.42 | 0 | 6.95 | 16.97 | 26.48 | 1.56 | 127.26 | 75.3 | 174.709 | 1280.79 | 111.69 | 0 | 0 | 505.557 | 963.678 | 2025.88 | 119.621 | 5181.93 | 203.688 | 0 | 0 | 0 | 118.297 | 0 | 43.5155 | 0 | 0 | 365.501 | 0 | 0 | 0 | 0 | 0 | 0 | 0 | 0 | 0 | 0 | 23.55 | 38.9 | 1.43 | 0 | 11.42 | 6.95 | 16.97 | 26.48 | 1.56 | 127.26 | 75.3 | CA Residential 2019, Vers. 1.0 | CSE 0.811 EXE |  | MPCBECC | 0 | 1.7739 | 0.012754 | 0 | 0 | 0.074916 | 0.15368 | 0.25847 | 0.010531 | 2.2842 | 1.7866 | 0 | 1.7739 | 0.012754 | 0 | 0 | 0.074916 | 0.15368 | 0.25847 | 0.010531 | 2.2842 | 1.7866 | 0 | 0 | 0 | 0 | [9 empty] | 174.71 | 1280.79 | 111.69 | 0 | 0 | 0 | 505.557 | 963.678 | 2025.88 | 119.621 | 5181.93 | 203.689 | 0 | 0 | 0 | 118.297 | 0 | 43.5155 | 0 | 0 | 365.501 | 0 | 0 | 0 | 0 | 0 | 0 | 0 | 0 | 0 | 0 | 23.55 | 38.9 | 1.43 | 0 | 11.42 | 0 | 6.95 | 16.97 | 26.48 | 1.56 | 127.26 | 0 | 1.7739 | 0.012754 | 0 | 0 | 0 | 0.074916 | 0.15368 | 0.25847 | 0.010531 | 2.2842 | 413.594 | 2961.78 | 111.69 | 0 | 0 | 2135 | 930.001 | 2637.81 | 297.5 | 9487.38 | 344.616 | 0 | 0 | 0 | 172.182 | 0 | 65.4 | 0 | 0 | 582.197 | 0 | 0 | 0 | 0 | 0 | 0 | 0 | 0 | 0 | 0 | 41.23 | 73.5 | 1.43 | 0 | 16.62 | 29.87 | 18.16 | 34.88 | 3.96 | 219.65 | 0 | 3.1717 | 0.012754 | 0 | 0 | 0.3358 | 0.11074 | 0.35138 | 0.0041461 | 3.9865 | 53.9769 | 0 | 53.9769
2016-07-18 10:44 | EDR_CZ14_2700_ELEC | CZ14 PS27 BD02 BQ01 BW02 BA04 BF01 BH15 BC02 | Proposed and Standard | FAIL | -3.5 | 59.4041 | 2847.97 | 1775.55 | 141.255 | 0 | 2729.17 | 615.745 | 2166.74 | 2371.31 | 151.515 | 12799.3 | 0 | 0 | 0 | 0 | 0 | 0 | 0 | 0 | 0 | 0 | 0 | 0 | 0 | 0 | 0 | 0 | 0 | 0 | 0 | 0 | 25.76 | 40.52 | 1.4 | 0 | 25.57 | 0 | 6.59 | 22.06 | 24.1 | 1.53 | 147.53 | 93.25 | 2852.08 | 1773.78 | 141.255 | 0 | 0 | 615.745 | 2166.01 | 2371.31 | 151.515 | 10071.7 | 0 | 0 | 0 | 0 | 0 | 0 | 0 | 0 | 0 | 0 | 0 | 0 | 0 | 0 | 13.3077 | 0 | 0 | 0 | 0 | 13.3077 | 25.8 | 40.37 | 1.4 | 0 | 22.18 | 6.59 | 22.06 | 24.1 | 1.53 | 144.03 | 89.75 | CA Residential 2019, Vers. 1.0 | CSE 0.811 EXE |  | MPCBECC | 0 | 2.3453 | 0.01613 | 0 | 0.20821 | 0.091244 | 0.25026 | 0.30219 | 0.013338 | 3.2267 | 2.5697 | 0 | 2.3328 | 0.01613 | 0 | 0 | 0.091244 | 0.25022 | 0.30219 | 0.013338 | 3.006 | 2.349 | -0.22072 | -0.22069 | -2.4301 | -3.8997 | [9 empty] | 2847.97 | 1775.55 | 141.255 | 0 | 2729.17 | 0 | 615.745 | 2166.74 | 2371.31 | 151.515 | 12799.3 | 0 | 0 | 0 | 0 | 0 | 0 | 0 | 0 | 0 | 0 | 0 | 0 | 0 | 0 | 0 | 0 | 0 | 0 | 0 | 0 | 25.76 | 40.52 | 1.4 | 0 | 25.57 | 0 | 6.59 | 22.06 | 24.1 | 1.53 | 147.53 | 0 | 2.3453 | 0.01613 | 0 | 0.20821 | 0 | 0.091244 | 0.25026 | 0.30219 | 0.013338 | 3.2267 | 5615.07 | 4120.33 | 141.255 | 0 | 2832.33 | 2615 | 2596 | 3146.01 | 327.5 | 21393.5 | 0 | 0 | 0 | 0 | 0 | 0 | 0 | 0 | 0 | 0 | 0 | 0 | 0 | 0 | 0 | 0 | 0 | 0 | 0 | 0 | 50.67 | 78.78 | 1.4 | 0 | 26.85 | 28.45 | 26.45 | 32.36 | 3.39 | 248.35 | 0 | 4.3835 | 0.01613 | 0 | 0.23349 | 0.4113 | 0.33233 | 0.41908 | 0.0045642 | 5.8003 | 59.4041 | 0 | 57.9948
2016-07-18 10:44 | EDR_CZ14_2700_NGAS | CZ14 PS27 BD02 BQ01 BW02 BA04 BF01 BH14 BC02 | Proposed and Standard | PASS | 0 | 51.5299 | 208.038 | 1783.59 | 141.255 | 0 | 0 | 615.745 | 1059.97 | 2371.31 | 151.515 | 6331.42 | 242.545 | 0 | 0 | 0 | 133.077 | 0 | 45.1978 | 0 | 0 | 420.82 | 0 | 0 | 0 | 0 | 0 | 0 | 0 | 0 | 0 | 0 | 21.84 | 40.61 | 1.4 | 0 | 9.94 | 0 | 6.59 | 14.21 | 24.1 | 1.53 | 120.22 | 73.79 | 208.038 | 1783.59 | 141.255 | 0 | 0 | 615.745 | 1059.97 | 2371.31 | 151.515 | 6331.42 | 242.545 | 0 | 0 | 0 | 133.077 | 0 | 45.1978 | 0 | 0 | 420.82 | 0 | 0 | 0 | 0 | 0 | 0 | 0 | 0 | 0 | 0 | 21.84 | 40.61 | 1.4 | 0 | 9.94 | 6.59 | 14.21 | 24.1 | 1.53 | 120.22 | 73.79 | CA Residential 2019, Vers. 1.0 | CSE 0.811 EXE |  | MPCBECC | 0 | 2.3483 | 0.01613 | 0 | 0 | 0.091244 | 0.15289 | 0.30219 | 0.013338 | 2.9241 | 2.3644 | 0 | 2.3483 | 0.01613 | 0 | 0 | 0.091244 | 0.15289 | 0.30219 | 0.013338 | 2.9241 | 2.3644 | -2.3842e-07 | -2.3842e-07 | 0 | 0 | [9 empty] | 208.038 | 1783.59 | 141.255 | 0 | 0 | 0 | 615.745 | 1059.97 | 2371.31 | 151.515 | 6331.42 | 242.545 | 0 | 0 | 0 | 133.077 | 0 | 45.1978 | 0 | 0 | 420.82 | 0 | 0 | 0 | 0 | 0 | 0 | 0 | 0 | 0 | 0 | 21.84 | 40.61 | 1.4 | 0 | 9.94 | 0 | 6.59 | 14.21 | 24.1 | 1.53 | 120.22 | 0 | 2.3483 | 0.01613 | 0 | 0 | 0 | 0.091244 | 0.15289 | 0.30219 | 0.013338 | 2.9241 | 570.127 | 4179.53 | 141.255 | 0 | 0 | 2615 | 989.001 | 3267.2 | 327.5 | 12089.6 | 475.042 | 0 | 0 | 0 | 186.507 | 0 | 73.4 | 0 | 0 | 734.95 | 0 | 0 | 0 | 0 | 0 | 0 | 0 | 0 | 0 | 0 | 44.18 | 79.64 | 1.4 | 0 | 13.93 | 28.45 | 15.31 | 33.6 | 3.39 | 219.9 | 0 | 4.4181 | 0.01613 | 0 | 0 | 0.4113 | 0.11826 | 0.43522 | 0.0045642 | 5.4035 | 51.5299 | 0 | 51.5299
2016-07-18 10:44 | EDR_CZ14_6960_ELEC | CZ14 PS69 BD02 BQ01 BW02 BA04 BF01 BH15 BC02 | Proposed and Standard | FAIL | -18.61 | 76.5353 | 5262.16 | 6041.62 | 785.772 | 0 | 14832.3 | 2033.7 | 12616.8 | 12062 | 433.914 | 54068.3 | 0 | 0 | 0 | 0 | 0 | 0 | 0 | 0 | 0 | 0 | 0 | 0 | 0 | 0 | 0 | 0 | 0 | 0 | 0 | 0 | 18.41 | 52.56 | 3.03 | 0 | 57.01 | 0 | 8.44 | 50.53 | 47.6 | 1.7 | 239.28 | 131.01 | 5355.1 | 5812.46 | 785.772 | 0 | 0 | 2033.7 | 12615.1 | 12062 | 433.914 | 39098 | 0 | 0 | 0 | 0 | 0 | 0 | 0 | 0 | 0 | 0 | 0 | 0 | 0 | 0 | 66.9687 | 0 | 0 | 0 | 0 | 66.9687 | 18.74 | 47.29 | 3.03 | 0 | 43.34 | 8.44 | 50.54 | 47.6 | 1.7 | 220.68 | 112.4 | CA Residential 2019, Vers. 1.0 | CSE 0.811 EXE |  | MPCBECC | 0 | 8.1127 | 0.089726 | 0 | 1.527 | 0.30136 | 1.6972 | 1.5431 | 0.038199 | 13.3093 | 9.7294 | 0 | 6.9824 | 0.089726 | 0 | 0 | 0.30136 | 1.7002 | 1.5431 | 0.038199 | 10.655 | 7.0721 | -2.6543 | -2.6573 | -8.4285 | -16.5569 | [9 empty] | 5262.16 | 6041.62 | 785.772 | 0 | 14832.3 | 0 | 2033.7 | 12616.8 | 12062 | 433.914 | 54068.3 | 0 | 0 | 0 | 0 | 0 | 0 | 0 | 0 | 0 | 0 | 0 | 0 | 0 | 0 | 0 | 0 | 0 | 0 | 0 | 0 | 18.41 | 52.56 | 3.03 | 0 | 57.01 | 0 | 8.44 | 50.53 | 47.6 | 1.7 | 239.28 | 0 | 8.1127 | 0.089726 | 0 | 1.527 | 0 | 0.30136 | 1.6972 | 1.5431 | 0.038199 | 13.3093 | 10429.3 | 12146.5 | 785.772 | 0 | 15538.5 | 5894.96 | 15077.5 | 10697.7 | 540.499 | 71110.8 | 0 | 0 | 0 | 0 | 0 | 0 | 0 | 0 | 0 | 0 | 0 | 0 | 0 | 0 | 0 | 0 | 0 | 0 | 0 | 0 | 36.49 | 84.12 | 3.03 | 0 | 59.85 | 24.88 | 59.42 | 42.68 | 2.17 | 312.64 | 0 | 11.3727 | 0.089726 | 0 | 1.2115 | 0.92718 | 1.9074 | 1.425 | 0.0075327 | 16.9411 | 76.5353 | 0 | 70.586
2016-07-18 10:44 | EDR_CZ14_6960_NGAS | CZ14 PS69 BD02 BQ01 BW02 BA04 BF01 BH14 BC02 | Proposed and Standard | PASS | 0 | 61.236 | 322.545 | 5846.52 | 785.772 | 0 | 0 | 2033.7 | 5540.98 | 12062 | 433.914 | 27025.4 | 376.046 | 0 | 0 | 0 | 669.687 | 0 | 288.262 | 0 | 0 | 1333.99 | 0 | 0 | 0 | 0 | 0 | 0 | 0 | 0 | 0 | 0 | 13.17 | 46.75 | 3.03 | 0 | 19.42 | 0 | 8.44 | 30.34 | 47.6 | 1.7 | 170.45 | 82.37 | 322.545 | 5846.63 | 785.772 | 0 | 0 | 2033.7 | 5540.99 | 12062 | 433.914 | 27025.5 | 376.045 | 0 | 0 | 0 | 669.687 | 0 | 288.262 | 0 | 0 | 1333.99 | 0 | 0 | 0 | 0 | 0 | 0 | 0 | 0 | 0 | 0 | 13.17 | 46.75 | 3.03 | 0 | 19.42 | 8.44 | 30.34 | 47.6 | 1.7 | 170.45 | 82.37 | CA Residential 2019, Vers. 1.0 | CSE 0.811 EXE |  | MPCBECC | 0 | 6.8478 | 0.089726 | 0 | 0 | 0.30136 | 0.75593 | 1.5431 | 0.038199 | 9.5762 | 6.9376 | 0 | 6.8479 | 0.089726 | 0 | 0 | 0.30136 | 0.75593 | 1.5431 | 0.038199 | 9.5762 | 6.9376 | 3.3379e-05 | 3.2425e-05 | 0 | 0 | [9 empty] | 322.545 | 5846.52 | 785.772 | 0 | 0 | 0 | 2033.7 | 5540.98 | 12062 | 433.914 | 27025.4 | 376.046 | 0 | 0 | 0 | 669.687 | 0 | 288.262 | 0 | 0 | 1333.99 | 0 | 0 | 0 | 0 | 0 | 0 | 0 | 0 | 0 | 0 | 13.17 | 46.75 | 3.03 | 0 | 19.42 | 0 | 8.44 | 30.34 | 47.6 | 1.7 | 170.45 | 0 | 6.8478 | 0.089726 | 0 | 0 | 0 | 0.30136 | 0.75593 | 1.5431 | 0.038199 | 9.5762 | 1031.54 | 11891 | 785.772 | 0 | 0 | 5894.96 | 6547.68 | 10697.7 | 540.499 | 37389.2 | 859.499 | 0 | 0 | 0 | 1111.61 | 0 | 291.124 | 0 | 0 | 2262.23 | 0 | 0 | 0 | 0 | 0 | 0 | 0 | 0 | 0 | 0 | 31.09 | 82.88 | 3.03 | 0 | 32.23 | 24.88 | 33.69 | 42.68 | 2.17 | 252.65 | 0 | 11.2641 | 0.089726 | 0 | 0 | 0.92718 | 0.77117 | 1.425 | 0.0075327 | 14.4847 | 61.236 | 0 | 61.236
2016-07-18 10:44 | EDR_CZ15_2100_ELEC | CZ15 PS21 BD02 BQ01 BW02 BA04 BF01 BH15 BC03 | Proposed and Standard | FAIL | -4.35 | 63.7582 | 98.331 | 4882.3 | 111.69 | 0 | 1778.02 | 505.557 | 2112.02 | 2025.88 | 119.621 | 11633.4 | 0 | 0 | 0 | 0 | 0 | 0 | 0 | 0 | 0 | 0 | 0 | 0 | 0 | 0 | 0 | 0 | 0 | 0 | 0 | 0 | 1.15 | 102.68 | 1.43 | 0 | 22.91 | 0 | 7.04 | 28.34 | 26.62 | 1.57 | 191.74 | 128.17 | 98.7593 | 4881.42 | 111.69 | 0 | 0 | 505.557 | 2111.63 | 2025.88 | 119.621 | 9854.57 | 0 | 0 | 0 | 0 | 0 | 0 | 0 | 0 | 0 | 0 | 0 | 0 | 0 | 0 | 8.6132 | 0 | 0 | 0 | 0 | 8.6132 | 1.15 | 102.66 | 1.43 | 0 | 18.58 | 7.04 | 28.34 | 26.62 | 1.57 | 187.39 | 123.82 | CA Residential 2019, Vers. 1.0 | CSE 0.811 EXE |  | MPCBECC | 0 | 3.6636 | 0.012754 | 0 | 0.11984 | 0.074916 | 0.30149 | 0.25847 | 0.010531 | 4.4416 | 3.7962 | 0 | 3.6633 | 0.012754 | 0 | 0 | 0.074916 | 0.30147 | 0.25847 | 0.010531 | 4.3215 | 3.6761 | -0.12011 | -0.12009 | -2.3214 | -3.5132 | [9 empty] | 98.331 | 4882.3 | 111.69 | 0 | 1778.02 | 0 | 505.557 | 2112.02 | 2025.88 | 119.621 | 11633.4 | 0 | 0 | 0 | 0 | 0 | 0 | 0 | 0 | 0 | 0 | 0 | 0 | 0 | 0 | 0 | 0 | 0 | 0 | 0 | 0 | 1.15 | 102.68 | 1.43 | 0 | 22.91 | 0 | 7.04 | 28.34 | 26.62 | 1.57 | 191.74 | 0 | 3.6636 | 0.012754 | 0 | 0.11984 | 0 | 0.074916 | 0.30149 | 0.25847 | 0.010531 | 4.4416 | 317.012 | 9413.41 | 111.69 | 0 | 1851.47 | 2135 | 2349 | 2531 | 297.5 | 19006.1 | 0 | 0 | 0 | 0 | 0 | 0 | 0 | 0 | 0 | 0 | 0 | 0 | 0 | 0 | 0 | 0 | 0 | 0 | 0 | 0 | 3.69 | 172.89 | 1.43 | 0 | 23.77 | 30.3 | 30.94 | 33.73 | 3.98 | 300.73 | 0 | 5.0531 | 0.012754 | 0 | 0.15921 | 0.3358 | 0.29977 | 0.33715 | 0.0041461 | 6.2019 | 63.7582 | 0 | 62.3117
2016-07-18 10:44 | EDR_CZ15_2100_NGAS | CZ15 PS21 BD02 BQ01 BW02 BA04 BF01 BH14 BC03 | Proposed and Standard | PASS | 0 | 57.1194 | 5.7806 | 4898.45 | 111.69 | 0 | 0 | 505.557 | 1043.22 | 2025.88 | 119.621 | 8710.2 | 6.7327 | 0 | 0 | 0 | 86.1321 | 0 | 43.5155 | 0 | 0 | 136.38 | 0 | 0 | 0 | 0 | 0 | 0 | 0 | 0 | 0 | 0 | 0.79 | 102.97 | 1.43 | 0 | 8.36 | 0 | 7.04 | 18.07 | 26.62 | 1.57 | 166.85 | 113.55 | 5.7806 | 4898.45 | 111.69 | 0 | 0 | 505.557 | 1043.22 | 2025.88 | 119.621 | 8710.19 | 6.7327 | 0 | 0 | 0 | 86.1321 | 0 | 43.5155 | 0 | 0 | 136.38 | 0 | 0 | 0 | 0 | 0 | 0 | 0 | 0 | 0 | 0 | 0.79 | 102.97 | 1.43 | 0 | 8.36 | 7.04 | 18.07 | 26.62 | 1.57 | 166.85 | 113.55 | CA Residential 2019, Vers. 1.0 | CSE 0.811 EXE |  | MPCBECC | 0 | 3.6726 | 0.012754 | 0 | 0 | 0.074916 | 0.15808 | 0.25847 | 0.010531 | 4.1873 | 3.6853 | 0 | 3.6726 | 0.012754 | 0 | 0 | 0.074916 | 0.15808 | 0.25847 | 0.010531 | 4.1873 | 3.6853 | 0 | 0 | 0 | 0 | [9 empty] | 5.7806 | 4898.45 | 111.69 | 0 | 0 | 0 | 505.557 | 1043.22 | 2025.88 | 119.621 | 8710.2 | 6.7327 | 0 | 0 | 0 | 86.1321 | 0 | 43.5155 | 0 | 0 | 136.38 | 0 | 0 | 0 | 0 | 0 | 0 | 0 | 0 | 0 | 0 | 0.79 | 102.97 | 1.43 | 0 | 8.36 | 0 | 7.04 | 18.07 | 26.62 | 1.57 | 166.85 | 0 | 3.6726 | 0.012754 | 0 | 0 | 0 | 0.074916 | 0.15808 | 0.25847 | 0.010531 | 4.1873 | 33.8993 | 9519.69 | 111.69 | 0 | 0 | 2135 | 930.001 | 2637.81 | 297.5 | 15665.6 | 28.217 | 0 | 0 | 0 | 140.793 | 0 | 65.4 | 0 | 0 | 234.41 | 0 | 0 | 0 | 0 | 0 | 0 | 0 | 0 | 0 | 0 | 3.42 | 174.59 | 1.43 | 0 | 13.67 | 30.3 | 18.21 | 35.16 | 3.98 | 280.76 | 0 | 5.0876 | 0.012754 | 0 | 0 | 0.3358 | 0.11074 | 0.35138 | 0.0041461 | 5.9025 | 57.1194 | 0 | 57.1194
2016-07-18 10:44 | EDR_CZ15_2700_ELEC | CZ15 PS27 BD02 BQ01 BW02 BA04 BF01 BH15 BC03 | Proposed and Standard | FAIL | -2.68 | 58.7484 | 232.343 | 5879.49 | 141.255 | 0 | 1975.23 | 615.745 | 2255.74 | 2371.31 | 151.515 | 13622.6 | 0 | 0 | 0 | 0 | 0 | 0 | 0 | 0 | 0 | 0 | 0 | 0 | 0 | 0 | 0 | 0 | 0 | 0 | 0 | 0 | 2.11 | 95.93 | 1.41 | 0 | 18.72 | 0 | 6.67 | 23.15 | 24.22 | 1.55 | 173.76 | 118.17 | 233.381 | 5876.85 | 141.255 | 0 | 0 | 615.745 | 2255.2 | 2371.31 | 151.515 | 11645.2 | 0 | 0 | 0 | 0 | 0 | 0 | 0 | 0 | 0 | 0 | 0 | 0 | 0 | 0 | 9.6663 | 0 | 0 | 0 | 0 | 9.6663 | 2.12 | 95.78 | 1.41 | 0 | 16.18 | 6.67 | 23.15 | 24.22 | 1.55 | 171.08 | 115.49 | CA Residential 2019, Vers. 1.0 | CSE 0.811 EXE |  | MPCBECC | 0 | 4.3852 | 0.01613 | 0 | 0.069553 | 0.091244 | 0.25572 | 0.30219 | 0.013338 | 5.1334 | 4.4709 | 0 | 4.3727 | 0.01613 | 0 | 0 | 0.091244 | 0.25571 | 0.30219 | 0.013338 | 5.0513 | 4.3888 | -0.08204 | -0.082027 | -1.5665 | -2.3205 | [9 empty] | 232.343 | 5879.49 | 141.255 | 0 | 1975.23 | 0 | 615.745 | 2255.74 | 2371.31 | 151.515 | 13622.6 | 0 | 0 | 0 | 0 | 0 | 0 | 0 | 0 | 0 | 0 | 0 | 0 | 0 | 0 | 0 | 0 | 0 | 0 | 0 | 0 | 2.11 | 95.93 | 1.41 | 0 | 18.72 | 0 | 6.67 | 23.15 | 24.22 | 1.55 | 173.76 | 0 | 4.3852 | 0.01613 | 0 | 0.069553 | 0 | 0.091244 | 0.25572 | 0.30219 | 0.013338 | 5.1334 | 663.555 | 12316.4 | 141.255 | 0 | 2051.07 | 2615 | 2596 | 3146.01 | 327.5 | 23856.8 | 0 | 0 | 0 | 0 | 0 | 0 | 0 | 0 | 0 | 0 | 0 | 0 | 0 | 0 | 0 | 0 | 0 | 0 | 0 | 0 | 6 | 177.2 | 1.41 | 0 | 19.65 | 28.87 | 26.62 | 32.61 | 3.41 | 295.77 | 0 | 6.7432 | 0.01613 | 0 | 0.097632 | 0.4113 | 0.33233 | 0.41908 | 0.0045642 | 8.0242 | 58.7484 | 0 | 57.8422
2016-07-18 10:44 | EDR_CZ15_2700_NGAS | CZ15 PS27 BD02 BQ01 BW02 BA04 BF01 BH14 BC03 | Proposed and Standard | PASS | 0 | 53.5785 | 17.0228 | 5896.51 | 141.255 | 0 | 0 | 615.745 | 1151.71 | 2371.31 | 151.515 | 10345.1 | 19.8265 | 0 | 0 | 0 | 96.6627 | 0 | 45.1978 | 0 | 0 | 161.687 | 0 | 0 | 0 | 0 | 0 | 0 | 0 | 0 | 0 | 0 | 1.82 | 96.24 | 1.41 | 0 | 7.27 | 0 | 6.67 | 15.17 | 24.22 | 1.55 | 154.35 | 106.74 | 17.0228 | 5896.51 | 141.255 | 0 | 0 | 615.745 | 1151.71 | 2371.31 | 151.515 | 10345.1 | 19.8265 | 0 | 0 | 0 | 96.6627 | 0 | 45.1978 | 0 | 0 | 161.687 | 0 | 0 | 0 | 0 | 0 | 0 | 0 | 0 | 0 | 0 | 1.82 | 96.24 | 1.41 | 0 | 7.27 | 6.67 | 15.17 | 24.22 | 1.55 | 154.35 | 106.74 | CA Residential 2019, Vers. 1.0 | CSE 0.811 EXE |  | MPCBECC | 0 | 4.4017 | 0.01613 | 0 | 0 | 0.091244 | 0.15837 | 0.30219 | 0.013338 | 4.983 | 4.4178 | 0 | 4.4017 | 0.01613 | 0 | 0 | 0.091244 | 0.15837 | 0.30219 | 0.013338 | 4.983 | 4.4178 | 0 | 0 | 0 | 0 | [9 empty] | 17.0228 | 5896.51 | 141.255 | 0 | 0 | 0 | 615.745 | 1151.71 | 2371.31 | 151.515 | 10345.1 | 19.8265 | 0 | 0 | 0 | 96.6627 | 0 | 45.1978 | 0 | 0 | 161.687 | 0 | 0 | 0 | 0 | 0 | 0 | 0 | 0 | 0 | 0 | 1.82 | 96.24 | 1.41 | 0 | 7.27 | 0 | 6.67 | 15.17 | 24.22 | 1.55 | 154.35 | 0 | 4.4017 | 0.01613 | 0 | 0 | 0 | 0.091244 | 0.15837 | 0.30219 | 0.013338 | 4.983 | 76.3407 | 12428.6 | 141.255 | 0 | 0 | 2615 | 989.001 | 3267.2 | 327.5 | 19844.9 | 63.5443 | 0 | 0 | 0 | 151.596 | 0 | 73.4 | 0 | 0 | 288.54 | 0 | 0 | 0 | 0 | 0 | 0 | 0 | 0 | 0 | 0 | 5.99 | 178.6 | 1.41 | 0 | 11.39 | 28.87 | 15.35 | 33.87 | 3.41 | 278.89 | 0 | 6.7806 | 0.01613 | 0 | 0 | 0.4113 | 0.11826 | 0.43522 | 0.0045642 | 7.766 | 53.5785 | 0 | 53.5785
2016-07-18 10:44 | EDR_CZ15_6960_ELEC | CZ15 PS69 BD02 BQ01 BW02 BA04 BF01 BH15 BC03 | Proposed and Standard | FAIL | -16.87 | 74.0985 | 227.937 | 17726.9 | 785.772 | 0 | 10945.8 | 2033.7 | 12839.5 | 12062 | 433.914 | 57055.5 | 0 | 0 | 0 | 0 | 0 | 0 | 0 | 0 | 0 | 0 | 0 | 0 | 0 | 0 | 0 | 0 | 0 | 0 | 0 | 0 | 0.8 | 111.55 | 3.03 | 0 | 42.58 | 0 | 8.55 | 51.88 | 47.86 | 1.72 | 267.97 | 157.96 | 240.725 | 17357 | 785.772 | 0 | 0 | 2033.7 | 12836.8 | 12062 | 433.914 | 45749.8 | 0 | 0 | 0 | 0 | 0 | 0 | 0 | 0 | 0 | 0 | 0 | 0 | 0 | 0 | 48.7698 | 0 | 0 | 0 | 0 | 48.7698 | 0.85 | 105.51 | 3.03 | 0 | 31.7 | 8.55 | 51.88 | 47.86 | 1.72 | 251.1 | 141.09 | CA Residential 2019, Vers. 1.0 | CSE 0.811 EXE |  | MPCBECC | 0 | 13.107 | 0.089726 | 0 | 0.89183 | 0.30136 | 1.701 | 1.5431 | 0.038199 | 17.6722 | 14.0885 | 0 | 11.8545 | 0.089726 | 0 | 0 | 0.30136 | 1.7034 | 1.5431 | 0.038199 | 15.5303 | 11.9442 | -2.142 | -2.1443 | -6.7184 | -11.9569 | [9 empty] | 227.937 | 17726.9 | 785.772 | 0 | 10945.8 | 0 | 2033.7 | 12839.5 | 12062 | 433.914 | 57055.5 | 0 | 0 | 0 | 0 | 0 | 0 | 0 | 0 | 0 | 0 | 0 | 0 | 0 | 0 | 0 | 0 | 0 | 0 | 0 | 0 | 0.8 | 111.55 | 3.03 | 0 | 42.58 | 0 | 8.55 | 51.88 | 47.86 | 1.72 | 267.97 | 0 | 13.107 | 0.089726 | 0 | 0.89183 | 0 | 0.30136 | 1.701 | 1.5431 | 0.038199 | 17.6722 | 863.023 | 33343.9 | 785.772 | 0 | 11593.4 | 5894.96 | 15077.5 | 10697.7 | 540.499 | 78796.8 | 0 | 0 | 0 | 0 | 0 | 0 | 0 | 0 | 0 | 0 | 0 | 0 | 0 | 0 | 0 | 0 | 0 | 0 | 0 | 0 | 3.03 | 181.53 | 3.03 | 0 | 43.82 | 25.25 | 59.78 | 43.02 | 2.18 | 361.64 | 0 | 17.0395 | 0.089726 | 0 | 0.674 | 0.92718 | 1.9074 | 1.425 | 0.0075327 | 22.0704 | 74.0985 | 0 | 69.4337
2016-07-18 10:44 | EDR_CZ15_6960_NGAS | CZ15 PS69 BD02 BQ01 BW02 BA04 BF01 BH14 BC03 | Proposed and Standard | PASS | 0 | 63.8298 | 5.4284 | 17490.7 | 785.772 | 0 | 0 | 2033.7 | 5777.66 | 12062 | 433.914 | 38589.2 | 6.3225 | 0 | 0 | 0 | 487.698 | 0 | 288.262 | 0 | 0 | 782.282 | 0 | 0 | 0 | 0 | 0 | 0 | 0 | 0 | 0 | 0 | 0.22 | 106.47 | 3.03 | 0 | 14.23 | 0 | 8.55 | 31.29 | 47.86 | 1.72 | 213.37 | 123.95 | 5.4282 | 17490.8 | 785.772 | 0 | 0 | 2033.7 | 5777.66 | 12062 | 433.914 | 38589.3 | 6.3223 | 0 | 0 | 0 | 487.698 | 0 | 288.262 | 0 | 0 | 782.282 | 0 | 0 | 0 | 0 | 0 | 0 | 0 | 0 | 0 | 0 | 0.22 | 106.47 | 3.03 | 0 | 14.23 | 8.55 | 31.29 | 47.86 | 1.72 | 213.37 | 123.95 | CA Residential 2019, Vers. 1.0 | CSE 0.811 EXE |  | MPCBECC | 0 | 11.987 | 0.089726 | 0 | 0 | 0.30136 | 0.75849 | 1.5431 | 0.038199 | 14.7179 | 12.0768 | 0 | 11.987 | 0.089726 | 0 | 0 | 0.30136 | 0.75849 | 1.5431 | 0.038199 | 14.7179 | 12.0768 | -1.9074e-06 | -1.9074e-06 | 0 | 0 | [9 empty] | 5.4284 | 17490.7 | 785.772 | 0 | 0 | 0 | 2033.7 | 5777.66 | 12062 | 433.914 | 38589.2 | 6.3225 | 0 | 0 | 0 | 487.698 | 0 | 288.262 | 0 | 0 | 782.282 | 0 | 0 | 0 | 0 | 0 | 0 | 0 | 0 | 0 | 0 | 0.22 | 106.47 | 3.03 | 0 | 14.23 | 0 | 8.55 | 31.29 | 47.86 | 1.72 | 213.37 | 0 | 11.987 | 0.089726 | 0 | 0 | 0 | 0.30136 | 0.75849 | 1.5431 | 0.038199 | 14.7179 | 95.0009 | 32917.8 | 785.772 | 0 | 0 | 5894.96 | 6547.68 | 10697.7 | 540.499 | 57479.5 | 79.0766 | 0 | 0 | 0 | 925.762 | 0 | 291.124 | 0 | 0 | 1295.96 | 0 | 0 | 0 | 0 | 0 | 0 | 0 | 0 | 0 | 0 | 2.89 | 179.68 | 3.03 | 0 | 27 | 25.25 | 33.78 | 43.02 | 2.18 | 316.83 | 0 | 16.9299 | 0.089726 | 0 | 0 | 0.92718 | 0.77117 | 1.425 | 0.0075327 | 20.1506 | 63.8298 | 0 | 63.8298
2016-07-18 10:44 | EDR_CZ16_2100_ELEC | CZ16 PS21 BD02 BQ01 BW02 BA03 BF01 BH15 BC01 | Proposed and Standard | FAIL | -14.43 | 81.7676 | 5732.45 | 32.4392 | 111.69 | 0 | 3020.09 | 505.557 | 1979.61 | 2025.88 | 119.621 | 13527.3 | 0 | 0 | 0 | 0 | 0 | 0 | 0 | 0 | 0 | 0 | 0 | 0 | 0 | 0 | 0 | 0 | 0 | 0 | 0 | 0 | 82.06 | 0.89 | 1.48 | 0 | 45.62 | 0 | 7.9 | 27.81 | 28.09 | 1.73 | 195.58 | 130.05 | 5734.3 | 32.1803 | 111.69 | 0 | 0 | 505.557 | 1978.91 | 2025.88 | 119.621 | 10508.1 | 0 | 0 | 0 | 0 | 0 | 0 | 0 | 0 | 0 | 0 | 0 | 0 | 0 | 0 | 14.5611 | 0 | 0 | 0 | 0 | 14.5611 | 82.11 | 0.88 | 1.48 | 0 | 31.15 | 7.9 | 27.8 | 28.09 | 1.73 | 181.14 | 115.62 | CA Residential 2019, Vers. 1.0 | CSE 0.811 EXE |  | MPCBECC | 0 | 0.046971 | 0.012754 | 0 | 0.21171 | 0.074916 | 0.28856 | 0.25847 | 0.010531 | 0.90391 | 0.27144 | 0 | 0.046508 | 0.012754 | 0 | 0 | 0.074916 | 0.28851 | 0.25847 | 0.010531 | 0.69168 | 0.059261 | -0.21223 | -0.21218 | -7.9717 | -12.4805 | [9 empty] | 5732.45 | 32.4392 | 111.69 | 0 | 3020.09 | 0 | 505.557 | 1979.61 | 2025.88 | 119.621 | 13527.3 | 0 | 0 | 0 | 0 | 0 | 0 | 0 | 0 | 0 | 0 | 0 | 0 | 0 | 0 | 0 | 0 | 0 | 0 | 0 | 0 | 82.06 | 0.89 | 1.48 | 0 | 45.62 | 0 | 7.9 | 27.81 | 28.09 | 1.73 | 195.58 | 0 | 0.046971 | 0.012754 | 0 | 0.21171 | 0 | 0.074916 | 0.28856 | 0.25847 | 0.010531 | 0.90391 | 5447.53 | 233.965 | 111.69 | 0 | 3146.17 | 2135 | 2349 | 2531 | 297.5 | 16251.9 | 0 | 0 | 0 | 0 | 0 | 0 | 0 | 0 | 0 | 0 | 0 | 0 | 0 | 0 | 0 | 0 | 0 | 0 | 0 | 0 | 78.77 | 5.37 | 1.48 | 0 | 47.69 | 33.41 | 32.39 | 35.42 | 4.66 | 239.19 | 0 | 0.5133 | 0.012754 | 0 | 0.22944 | 0.3358 | 0.29977 | 0.33715 | 0.0041461 | 1.7324 | 81.7676 | 0 | 75.7306
2016-07-18 10:44 | EDR_CZ16_2100_NGAS | CZ16 PS21 BD02 BQ01 BW02 BA03 BF01 BH14 BC01 | Proposed and Standard | PASS | 0 | 64.748 | 416.489 | 37.1999 | 111.69 | 0 | 0 | 505.557 | 906.312 | 2025.88 | 119.621 | 4122.75 | 486.299 | 0 | 0 | 0 | 145.611 | 0 | 43.5155 | 0 | 0 | 675.425 | 0 | 0 | 0 | 0 | 0 | 0 | 0 | 0 | 0 | 0 | 55.93 | 1.03 | 1.48 | 0 | 13.97 | 0 | 7.9 | 16.72 | 28.09 | 1.73 | 126.85 | 72.41 | 416.487 | 37.1999 | 111.69 | 0 | 0 | 505.557 | 906.312 | 2025.88 | 119.621 | 4122.75 | 486.296 | 0 | 0 | 0 | 145.611 | 0 | 43.5155 | 0 | 0 | 675.422 | 0 | 0 | 0 | 0 | 0 | 0 | 0 | 0 | 0 | 0 | 55.93 | 1.03 | 1.48 | 0 | 13.97 | 7.9 | 16.72 | 28.09 | 1.73 | 126.85 | 72.41 | CA Residential 2019, Vers. 1.0 | CSE 0.811 EXE |  | MPCBECC | 0 | 0.051266 | 0.012754 | 0 | 0 | 0.074916 | 0.14514 | 0.25847 | 0.010531 | 0.55307 | 0.06402 | 0 | 0.051266 | 0.012754 | 0 | 0 | 0.074916 | 0.14514 | 0.25847 | 0.010531 | 0.55307 | 0.06402 | 0 | 7.4506e-09 | 0 | 0 | [9 empty] | 416.489 | 37.1999 | 111.69 | 0 | 0 | 0 | 505.557 | 906.312 | 2025.88 | 119.621 | 4122.75 | 486.299 | 0 | 0 | 0 | 145.611 | 0 | 43.5155 | 0 | 0 | 675.425 | 0 | 0 | 0 | 0 | 0 | 0 | 0 | 0 | 0 | 0 | 55.93 | 1.03 | 1.48 | 0 | 13.97 | 0 | 7.9 | 16.72 | 28.09 | 1.73 | 126.85 | 0 | 0.051266 | 0.012754 | 0 | 0 | 0 | 0.074916 | 0.14514 | 0.25847 | 0.010531 | 0.55307 | 532.288 | 250.172 | 111.69 | 0 | 0 | 2135 | 930.001 | 2637.81 | 297.5 | 6894.46 | 444.188 | 0 | 0 | 0 | 197.907 | 0 | 65.4 | 0 | 0 | 707.495 | 0 | 0 | 0 | 0 | 0 | 0 | 0 | 0 | 0 | 0 | 53.44 | 5.73 | 1.48 | 0 | 18.99 | 33.41 | 18.71 | 36.91 | 4.66 | 173.33 | 0 | 0.5387 | 0.012754 | 0 | 0 | 0.3358 | 0.11074 | 0.35138 | 0.0041461 | 1.3535 | 64.748 | 0 | 64.748
2016-07-18 10:44 | EDR_CZ16_2700_ELEC | CZ16 PS27 BD02 BQ01 BW02 BA03 BF01 BH15 BC01 | Proposed and Standard | FAIL | -13.3 | 76.5585 | 6566.13 | 135.534 | 141.255 | 0 | 3368.25 | 615.745 | 2100.64 | 2371.31 | 151.515 | 15450.4 | 0 | 0 | 0 | 0 | 0 | 0 | 0 | 0 | 0 | 0 | 0 | 0 | 0 | 0 | 0 | 0 | 0 | 0 | 0 | 0 | 73.46 | 2.71 | 1.46 | 0 | 40.67 | 0 | 7.49 | 24.16 | 25.56 | 1.7 | 177.21 | 118.3 | 6574.74 | 134.797 | 141.255 | 0 | 0 | 615.745 | 2099.66 | 2371.31 | 151.515 | 12089 | 0 | 0 | 0 | 0 | 0 | 0 | 0 | 0 | 0 | 0 | 0 | 0 | 0 | 0 | 16.4189 | 0 | 0 | 0 | 0 | 16.4189 | 73.59 | 2.69 | 1.46 | 0 | 27.26 | 7.49 | 24.15 | 25.56 | 1.7 | 163.9 | 105 | CA Residential 2019, Vers. 1.0 | CSE 0.811 EXE |  | MPCBECC | 0 | 0.25639 | 0.01613 | 0 | 0.26324 | 0.091244 | 0.24093 | 0.30219 | 0.013338 | 1.1835 | 0.53577 | 0 | 0.25552 | 0.01613 | 0 | 0 | 0.091244 | 0.24085 | 0.30219 | 0.013338 | 0.91927 | 0.27165 | -0.2642 | -0.26412 | -8.1208 | -12.6667 | [9 empty] | 6566.13 | 135.534 | 141.255 | 0 | 3368.25 | 0 | 615.745 | 2100.64 | 2371.31 | 151.515 | 15450.4 | 0 | 0 | 0 | 0 | 0 | 0 | 0 | 0 | 0 | 0 | 0 | 0 | 0 | 0 | 0 | 0 | 0 | 0 | 0 | 0 | 73.46 | 2.71 | 1.46 | 0 | 40.67 | 0 | 7.49 | 24.16 | 25.56 | 1.7 | 177.21 | 0 | 0.25639 | 0.01613 | 0 | 0.26324 | 0 | 0.091244 | 0.24093 | 0.30219 | 0.013338 | 1.1835 | 7093.33 | 540.963 | 141.255 | 0 | 3495.86 | 2615 | 2596 | 3146.01 | 327.5 | 19955.9 | 0 | 0 | 0 | 0 | 0 | 0 | 0 | 0 | 0 | 0 | 0 | 0 | 0 | 0 | 0 | 0 | 0 | 0 | 0 | 0 | 80.4 | 8.94 | 1.46 | 0 | 42.74 | 31.83 | 27.87 | 34.24 | 3.99 | 231.47 | 0 | 1.0854 | 0.01613 | 0 | 0.3116 | 0.4113 | 0.33233 | 0.41908 | 0.0045642 | 2.5804 | 76.5585 | 0 | 70.8083
2016-07-18 10:44 | EDR_CZ16_2700_NGAS | CZ16 PS27 BD02 BQ01 BW02 BA03 BF01 BH14 BC01 | Proposed and Standard | PASS | 0 | 61.9116 | 482.061 | 140.395 | 141.255 | 0 | 0 | 615.745 | 992.116 | 2371.31 | 151.515 | 4894.39 | 562.861 | 0 | 0 | 0 | 164.189 | 0 | 45.1978 | 0 | 0 | 772.248 | 0 | 0 | 0 | 0 | 0 | 0 | 0 | 0 | 0 | 0 | 50.37 | 2.84 | 1.46 | 0 | 12.19 | 0 | 7.49 | 14.52 | 25.56 | 1.7 | 116.13 | 66.86 | 482.061 | 140.395 | 141.255 | 0 | 0 | 615.745 | 992.116 | 2371.31 | 151.515 | 4894.39 | 562.861 | 0 | 0 | 0 | 164.189 | 0 | 45.1978 | 0 | 0 | 772.248 | 0 | 0 | 0 | 0 | 0 | 0 | 0 | 0 | 0 | 0 | 50.37 | 2.84 | 1.46 | 0 | 12.19 | 7.49 | 14.52 | 25.56 | 1.7 | 116.13 | 66.86 | CA Residential 2019, Vers. 1.0 | CSE 0.811 EXE |  | MPCBECC | 0 | 0.24686 | 0.01613 | 0 | 0 | 0.091244 | 0.14357 | 0.30219 | 0.013338 | 0.81334 | 0.26299 | 0 | 0.24686 | 0.01613 | 0 | 0 | 0.091244 | 0.14357 | 0.30219 | 0.013338 | 0.81334 | 0.26299 | 5.3644e-07 | 5.3644e-07 | 0 | 0 | [9 empty] | 482.061 | 140.395 | 141.255 | 0 | 0 | 0 | 615.745 | 992.116 | 2371.31 | 151.515 | 4894.39 | 562.861 | 0 | 0 | 0 | 164.189 | 0 | 45.1978 | 0 | 0 | 772.248 | 0 | 0 | 0 | 0 | 0 | 0 | 0 | 0 | 0 | 0 | 50.37 | 2.84 | 1.46 | 0 | 12.19 | 0 | 7.49 | 14.52 | 25.56 | 1.7 | 116.13 | 0 | 0.24686 | 0.01613 | 0 | 0 | 0 | 0.091244 | 0.14357 | 0.30219 | 0.013338 | 0.81334 | 696.222 | 563.976 | 141.255 | 0 | 0 | 2615 | 989.001 | 3267.2 | 327.5 | 8600.15 | 580.989 | 0 | 0 | 0 | 215.238 | 0 | 73.4 | 0 | 0 | 869.627 | 0 | 0 | 0 | 0 | 0 | 0 | 0 | 0 | 0 | 0 | 54.4 | 9.29 | 1.46 | 0 | 15.98 | 31.83 | 15.77 | 35.56 | 3.99 | 168.28 | 0 | 1.1114 | 0.01613 | 0 | 0 | 0.4113 | 0.11826 | 0.43522 | 0.0045642 | 2.0968 | 61.9116 | 0 | 61.9116
2016-07-18 10:44 | EDR_CZ16_6960_ELEC | CZ16 PS69 BD02 BQ01 BW02 BA03 BF01 BH15 BC01 | Proposed and Standard | FAIL | -23.9 | 87.3852 | 13745.3 | 985.641 | 785.772 | 0 | 18113 | 2033.7 | 12488.2 | 12062 | 433.914 | 60647.5 | 0 | 0 | 0 | 0 | 0 | 0 | 0 | 0 | 0 | 0 | 0 | 0 | 0 | 0 | 0 | 0 | 0 | 0 | 0 | 0 | 59.99 | 6.86 | 3.15 | 0 | 76.05 | 0 | 9.59 | 52.53 | 50.54 | 1.89 | 260.6 | 146.05 | 13587.2 | 924.504 | 785.772 | 0 | 0 | 2033.7 | 12484.8 | 12062 | 433.914 | 42311.8 | 0 | 0 | 0 | 0 | 0 | 0 | 0 | 0 | 0 | 0 | 0 | 0 | 0 | 0 | 82.4889 | 0 | 0 | 0 | 0 | 82.4889 | 59.12 | 6.71 | 3.15 | 0 | 53.17 | 9.59 | 52.52 | 50.54 | 1.89 | 236.69 | 122.15 | CA Residential 2019, Vers. 1.0 | CSE 0.811 EXE |  | MPCBECC | 0 | 2.0282 | 0.089726 | 0 | 1.5628 | 0.30136 | 1.6878 | 1.5431 | 0.038199 | 7.2511 | 3.6806 | 0 | 1.6625 | 0.089726 | 0 | 0 | 0.30136 | 1.6882 | 1.5431 | 0.038199 | 5.3231 | 1.7523 | -1.928 | -1.9284 | -10.1018 | -19.5661 | [9 empty] | 13745.3 | 985.641 | 785.772 | 0 | 18113 | 0 | 2033.7 | 12488.2 | 12062 | 433.914 | 60647.5 | 0 | 0 | 0 | 0 | 0 | 0 | 0 | 0 | 0 | 0 | 0 | 0 | 0 | 0 | 0 | 0 | 0 | 0 | 0 | 0 | 59.99 | 6.86 | 3.15 | 0 | 76.05 | 0 | 9.59 | 52.53 | 50.54 | 1.89 | 260.6 | 0 | 2.0282 | 0.089726 | 0 | 1.5628 | 0 | 0.30136 | 1.6878 | 1.5431 | 0.038199 | 7.2511 | 14394.4 | 2814.18 | 785.772 | 0 | 18838.2 | 5894.96 | 15077.5 | 10697.7 | 540.499 | 69043.2 | 0 | 0 | 0 | 0 | 0 | 0 | 0 | 0 | 0 | 0 | 0 | 0 | 0 | 0 | 0 | 0 | 0 | 0 | 0 | 0 | 63.31 | 15.67 | 3.15 | 0 | 78 | 27.83 | 62.54 | 45.17 | 2.55 | 298.22 | 0 | 3.7479 | 0.089726 | 0 | 1.759 | 0.92718 | 1.9074 | 1.425 | 0.0075327 | 9.8637 | 87.3852 | 0 | 79.3676
2016-07-18 10:44 | EDR_CZ16_6960_NGAS | CZ16 PS69 BD02 BQ01 BW02 BA03 BF01 BH14 BC01 | Proposed and Standard | PASS | 0 | 67.4098 | 890.67 | 938.225 | 785.772 | 0 | 0 | 2033.7 | 5400.27 | 12062 | 433.914 | 22544.5 | 1039.96 | 0 | 0 | 0 | 824.889 | 0 | 288.262 | 0 | 0 | 2153.11 | 0 | 0 | 0 | 0 | 0 | 0 | 0 | 0 | 0 | 0 | 36.19 | 6.8 | 3.15 | 0 | 23.77 | 0 | 9.59 | 30.68 | 50.54 | 1.89 | 162.61 | 69.91 | 890.669 | 938.296 | 785.772 | 0 | 0 | 2033.7 | 5400.28 | 12062 | 433.914 | 22544.6 | 1039.96 | 0 | 0 | 0 | 824.889 | 0 | 288.262 | 0 | 0 | 2153.11 | 0 | 0 | 0 | 0 | 0 | 0 | 0 | 0 | 0 | 0 | 36.19 | 6.8 | 3.15 | 0 | 23.77 | 9.59 | 30.68 | 50.54 | 1.89 | 162.61 | 69.91 | CA Residential 2019, Vers. 1.0 | CSE 0.811 EXE |  | MPCBECC | 0 | 1.6377 | 0.089726 | 0 | 0 | 0.30136 | 0.7438 | 1.5431 | 0.038199 | 4.3539 | 1.7274 | 0 | 1.6377 | 0.089726 | 0 | 0 | 0.30136 | 0.7438 | 1.5431 | 0.038199 | 4.3539 | 1.7275 | 5.6744e-05 | 5.579e-05 | 0 | 0 | [9 empty] | 890.67 | 938.225 | 785.772 | 0 | 0 | 0 | 2033.7 | 5400.27 | 12062 | 433.914 | 22544.5 | 1039.96 | 0 | 0 | 0 | 824.889 | 0 | 288.262 | 0 | 0 | 2153.11 | 0 | 0 | 0 | 0 | 0 | 0 | 0 | 0 | 0 | 0 | 36.19 | 6.8 | 3.15 | 0 | 23.77 | 0 | 9.59 | 30.68 | 50.54 | 1.89 | 162.61 | 0 | 1.6377 | 0.089726 | 0 | 0 | 0 | 0.30136 | 0.7438 | 1.5431 | 0.038199 | 4.3539 | 1353.48 | 2658.86 | 785.772 | 0 | 0 | 5894.96 | 6547.68 | 10697.7 | 540.499 | 28479 | 1129.46 | 0 | 0 | 0 | 1266.02 | 0 | 291.124 | 0 | 0 | 2686.6 | 0 | 0 | 0 | 0 | 0 | 0 | 0 | 0 | 0 | 0 | 41.11 | 14.93 | 3.15 | 0 | 36.49 | 27.83 | 34.82 | 45.17 | 2.55 | 206.05 | 0 | 3.6081 | 0.089726 | 0 | 0 | 0.92718 | 0.77117 | 1.425 | 0.0075327 | 6.8288 | 67.4098 | 0 | 67.4098

## Data
2017-05-02 07:34 | 811 | ED9 | 96 | 0 |  |  | Proposed Model Site Electric Use | [10 empty] | Proposed Model Site Natural Gas Use | [9 empty] | Proposed Model Site Other Fuel Use | [9 empty] | Proposed Model TDV | [11 empty] | Standard Model Site Electric Use | [9 empty] | Standard Model Site Natural Gas Use | [9 empty] | Standard Model Site Other Fuel Use | [9 empty] | Standard Model TDV | [10 empty] | Software Versions |  |  |  | Proposed Model Electric Demand | [11 empty] | Standard Model Electric Demand | [10 empty] | Savings Results |  |  |  | CAHP-SF / CAHP-MF / CMFNH Results | [8 empty] | Proposed Design Rating Model Site Electric Use | [10 empty] | Proposed Design Rating Model Site Natural Gas Use | [9 empty] | Proposed Design Rating Model Site Other Fuel Use | [9 empty] | Proposed Design Rating Model TDV | [10 empty] | Proposed Design Rating Model Electric Demand | [10 empty] | Reference Design Rating Model Site Electric Use | [9 empty] | Reference Design Rating Model Site Natural Gas Use | [9 empty] | Reference Design Rating Model Site Other Fuel Use | [9 empty] | Reference Design Rating Model TDV | [9 empty] | Reference Design Rating Model Electric Demand | [9 empty] | Energy Design Ratings |  |  | Compliance Total TDV Results By Fuel (kTDV/ft2-yr)
| Project |  |  | Pass / | Compliance | Design | Spc Heat | Spc Cool | IAQ Vent | Other HVAC | Wtr Heat | PV | Ins Light | Appl & Cook | Plug Lds | Exterior | TOTAL | Spc Heat | Spc Cool | IAQ Vent | Other HVAC | Wtr Heat | Ins Light | Appl & Cook | Plug Lds | Exterior | TOTAL | Spc Heat | Spc Cool | IAQ Vent | Other HVAC | Wtr Heat | Ins Light | Appl & Cook | Plug Lds | Exterior | TOTAL | Spc Heat | Spc Cool | IAQ Vent | Other HVAC | Wtr Heat | PV | Ins Light | Appl & Cook | Plug Lds | Exterior | TOTAL | Comp Total | Spc Heat | Spc Cool | IAQ Vent | Other HVAC | Wtr Heat | Ins Light | Appl & Cook | Plug Lds | Exterior | TOTAL | Spc Heat | Spc Cool | IAQ Vent | Other HVAC | Wtr Heat | Ins Light | Appl & Cook | Plug Lds | Exterior | TOTAL | Spc Heat | Spc Cool | IAQ Vent | Other HVAC | Wtr Heat | Ins Light | Appl & Cook | Plug Lds | Exterior | TOTAL | Spc Heat | Spc Cool | IAQ Vent | Other HVAC | Wtr Heat | Ins Light | Appl & Cook | Plug Lds | Exterior | TOTAL | Comp Total | Compliance |  |  | End User | Spc Heat | Spc Cool | IAQ Vent | Other HVAC | Wtr Heat | PV | Ins Light | Appl & Cook | Plug Lds | Exterior | TOTAL | Comp Total | Spc Heat | Spc Cool | IAQ Vent | Other HVAC | Wtr Heat | Ins Light | Appl & Cook | Plug Lds | Exterior | TOTAL | Comp Total | Total Demand | Compliance Demand | Total TDV | Compliance TDV | Zero Energy Ready Kicker | Future Code Kicker | High Efficacy Licker | Low Use Kicker | Ultra Low Use Kicker | Initial Score | Initial Incentive | Final Score | Final Incentive | Spc Heat | Spc Cool | IAQ Vent | Other HVAC | Wtr Heat | PV | Ins Light | Appl & Cook | Plug Lds | Exterior | TOTAL | Spc Heat | Spc Cool | IAQ Vent | Other HVAC | Wtr Heat | Ins Light | Appl & Cook | Plug Lds | Exterior | TOTAL | Spc Heat | Spc Cool | IAQ Vent | Other HVAC | Wtr Heat | Ins Light | Appl & Cook | Plug Lds | Exterior | TOTAL | Spc Heat | Spc Cool | IAQ Vent | Other HVAC | Wtr Heat | PV Credit | Ins Light | Appl & Cook | Plug Lds | Exterior | TOTAL | Spc Heat | Spc Cool | IAQ Vent | Other HVAC | Wtr Heat | PV | Ins Light | Appl & Cook | Plug Lds | Exterior | TOTAL | Spc Heat | Spc Cool | IAQ Vent | Other HVAC | Wtr Heat | Ins Light | Appl & Cook | Plug Lds | Exterior | TOTAL | Spc Heat | Spc Cool | IAQ Vent | Other HVAC | Wtr Heat | Ins Light | Appl & Cook | Plug Lds | Exterior | TOTAL | Spc Heat | Spc Cool | IAQ Vent | Other HVAC | Wtr Heat | Ins Light | Appl & Cook | Plug Lds | Exterior | TOTAL | Spc Heat | Spc Cool | IAQ Vent | Other HVAC | Wtr Heat | Ins Light | Appl & Cook | Plug Lds | Exterior | TOTAL | Spc Heat | Spc Cool | IAQ Vent | Other HVAC | Wtr Heat | Ins Light | Appl & Cook | Plug Lds | Exterior | TOTAL | Excluding | Only | Standard | Proposed Model |  | Standard Model |  | Proposed Design Rating Model |  | Reference Design Rating Model
Run Date/Time | Path/File | Run Title | Analysis Type | Fail | Margin | Rating | (kWh) | (kWh) | (kWh) | (kWh) | (kWh) | (kWh) | (kWh) | (kWh) | (kWh) | (kWh) | (kWh) | (Therms) | (Therms) | (Therms) | (Therms) | (Therms) | (Therms) | (Therms) | (Therms) | (Therms) | (Therms) | (MMBtu) | (MMBtu) | (MMBtu) | (MMBtu) | (MMBtu) | (MMBtu) | (MMBtu) | (MMBtu) | (MMBtu) | (MMBtu) | (kTDV/ft2-yr) | (kTDV/ft2-yr) | (kTDV/ft2-yr) | (kTDV/ft2-yr) | (kTDV/ft2-yr) | (kTDV/ft2-yr) | (kTDV/ft2-yr) | (kTDV/ft2-yr) | (kTDV/ft2-yr) | (kTDV/ft2-yr) | (kTDV/ft2-yr) | (kTDV/ft2-yr) | (kWh) | (kWh) | (kWh) | (kWh) | (kWh) | (kWh) | (kWh) | (kWh) | (kWh) | (kWh) | (Therms) | (Therms) | (Therms) | (Therms) | (Therms) | (Therms) | (Therms) | (Therms) | (Therms) | (Therms) | (MMBtu) | (MMBtu) | (MMBtu) | (MMBtu) | (MMBtu) | (MMBtu) | (MMBtu) | (MMBtu) | (MMBtu) | (MMBtu) | (kTDV/ft2-yr) | (kTDV/ft2-yr) | (kTDV/ft2-yr) | (kTDV/ft2-yr) | (kTDV/ft2-yr) | (kTDV/ft2-yr) | (kTDV/ft2-yr) | (kTDV/ft2-yr) | (kTDV/ft2-yr) | (kTDV/ft2-yr) | (kTDV/ft2-yr) | Ruleset | CSE | CEC DHW | Application | (kW) | (kW) | (kW) | (kW) | (kW) | (kW) | (kW) | (kW) | (kW) | (kW) | (kW) | (kW) | (kW) | (kW) | (kW) | (kW) | (kW) | (kW) | (kW) | (kW) | (kW) | (kW) | (kW) | (kW) | (kW) | (%) | (%) | (0 or 5) | (0 or 3) | (0 or 5) | (0 or 5) | (0 or 5) | (int) | ($) | (int) | ($) | (kWh) | (kWh) | (kWh) | (kWh) | (kWh) | (kWh) | (kWh) | (kWh) | (kWh) | (kWh) | (kWh) | (Therms) | (Therms) | (Therms) | (Therms) | (Therms) | (Therms) | (Therms) | (Therms) | (Therms) | (Therms) | (MMBtu) | (MMBtu) | (MMBtu) | (MMBtu) | (MMBtu) | (MMBtu) | (MMBtu) | (MMBtu) | (MMBtu) | (MMBtu) | (kTDV/ft2-yr) | (kTDV/ft2-yr) | (kTDV/ft2-yr) | (kTDV/ft2-yr) | (kTDV/ft2-yr) | (kTDV/ft2-yr) | (kTDV/ft2-yr) | (kTDV/ft2-yr) | (kTDV/ft2-yr) | (kTDV/ft2-yr) | (kTDV/ft2-yr) | (kW) | (kW) | (kW) | (kW) | (kW) | (kW) | (kW) | (kW) | (kW) | (kW) | (kW) | (kWh) | (kWh) | (kWh) | (kWh) | (kWh) | (kWh) | (kWh) | (kWh) | (kWh) | (kWh) | (Therms) | (Therms) | (Therms) | (Therms) | (Therms) | (Therms) | (Therms) | (Therms) | (Therms) | (Therms) | (MMBtu) | (MMBtu) | (MMBtu) | (MMBtu) | (MMBtu) | (MMBtu) | (MMBtu) | (MMBtu) | (MMBtu) | (MMBtu) | (kTDV/ft2-yr) | (kTDV/ft2-yr) | (kTDV/ft2-yr) | (kTDV/ft2-yr) | (kTDV/ft2-yr) | (kTDV/ft2-yr) | (kTDV/ft2-yr) | (kTDV/ft2-yr) | (kTDV/ft2-yr) | (kTDV/ft2-yr) | (kW) | (kW) | (kW) | (kW) | (kW) | (kW) | (kW) | (kW) | (kW) | (kW) | PV | PV | Design | Electric | Gas | Electric | Gas | Electric | Gas | Electric | Gas
2017-05-02 07:36 | ED9_CZ01_2100_ELEC | v30 01 S21 G20 M02 | Proposed and Standard | FAIL | -11.3 | 73.9967 | 3199.88 | 0 | 161.969 | 0 | 3006.87 | 0 | 505.557 | 1967.01 | 2025.88 | 119.621 | 10986.8 | 0 | 0 | 0 | 0 | 0 | 0 | 0 | 0 | 0 | 0 | 0 | 0 | 0 | 0 | 0 | 0 | 0 | 0 | 0 | 0 | 41.44 | 0 | 2.16 | 0 | 42.75 | 0 | 7.96 | 27.62 | 28.26 | 1.74 | 151.93 | 86.35 | 3539.17 | 0 | 161.969 | 0 | 0 | 505.557 | 1966.4 | 2025.88 | 119.621 | 8318.59 | 0 | 0 | 0 | 0 | 0 | 0 | 0 | 0 | 0 | 0 | 0 | 0 | 0 | 0 | 12.7765 | 0 | 0 | 0 | 0 | 12.7765 | 45.74 | 0 | 2.16 | 0 | 27.15 | 7.96 | 27.62 | 28.26 | 1.74 | 140.63 | 75.05 | CA Residential 2019, Vers. 1.0 | CSE 0.831 EXE |  | MPCBECC | 1.8892e-05 | 0 | 0.018495 | 0 | 0.44256 | 0 | 0.13421 | 0.34662 | 0.30364 | 0.020387 | 1.2659 | 0.46108 | 1.8892e-05 | 0 | 0.018495 | 0 | 0 | 0.13421 | 0.34657 | 0.30364 | 0.020387 | 0.82332 | 0.018514 | -0.44262 | -0.44256 | -8.0353 | -15.0566 | [9 empty] | 3199.88 | 0 | 161.969 | 0 | 3006.87 | 0 | 505.557 | 1967.01 | 2025.88 | 119.621 | 10986.8 | 0 | 0 | 0 | 0 | 0 | 0 | 0 | 0 | 0 | 0 | 0 | 0 | 0 | 0 | 0 | 0 | 0 | 0 | 0 | 0 | 41.44 | 0 | 2.16 | 0 | 42.75 | 0 | 7.96 | 27.62 | 28.26 | 1.74 | 151.93 | 1.8892e-05 | 0 | 0.018495 | 0 | 0.44256 | 0 | 0.13421 | 0.34662 | 0.30364 | 0.020387 | 1.2659 | 4022.06 | 0 | 161.969 | 0 | 3177.39 | 2135 | 2349 | 2531 | 297.5 | 14673.9 | 0 | 0 | 0 | 0 | 0 | 0 | 0 | 0 | 0 | 0 | 0 | 0 | 0 | 0 | 0 | 0 | 0 | 0 | 0 | 0 | 52.35 | 0 | 2.16 | 0 | 45.27 | 33.22 | 32.37 | 35.36 | 4.59 | 205.32 | 1.8892e-05 | 0 | 0.018495 | 0 | 0.50041 | 0.62343 | 0.35042 | 0.41447 | 0.06293 | 1.9702 | 73.9967 | 0 | 47.6232 | 86.35 | 0 | 47.9 | 27.15 | 86.35 | 0 | 99.78 | 0
2017-05-02 07:36 | ED9_CZ01_2100_NGAS | v30 01 S21 G20 M01 | Proposed and Standard | PASS | 0 | 52.6238 | 266.949 | 0 | 161.969 | 0 | 0 | 0 | 505.557 | 889.583 | 2025.88 | 119.621 | 3969.56 | 310.877 | 0 | 0 | 0 | 127.765 | 0 | 43.6697 | 0 | 0 | 482.312 | 0 | 0 | 0 | 0 | 0 | 0 | 0 | 0 | 0 | 0 | 34.96 | 0 | 2.16 | 0 | 12.09 | 0 | 7.96 | 16.69 | 28.26 | 1.74 | 103.86 | 49.21 | 266.949 | 0 | 161.969 | 0 | 0 | 505.557 | 889.583 | 2025.88 | 119.621 | 3969.56 | 310.877 | 0 | 0 | 0 | 127.765 | 0 | 43.6697 | 0 | 0 | 482.312 | 0 | 0 | 0 | 0 | 0 | 0 | 0 | 0 | 0 | 0 | 34.96 | 0 | 2.16 | 0 | 12.09 | 7.96 | 16.69 | 28.26 | 1.74 | 103.86 | 49.21 | CA Residential 2019, Vers. 1.0 | CSE 0.831 EXE |  | MPCBECC | 3.1017e-17 | 0 | 0.018495 | 0 | 0 | 0 | 0.13421 | 0.16023 | 0.30364 | 0.020387 | 0.63697 | 0.018495 | 3.1017e-17 | 0 | 0.018495 | 0 | 0 | 0.13421 | 0.16023 | 0.30364 | 0.020387 | 0.63697 | 0.018495 | 0 | 0 | 0 | 0 | [9 empty] | 266.949 | 0 | 161.969 | 0 | 0 | 0 | 505.557 | 889.583 | 2025.88 | 119.621 | 3969.56 | 310.877 | 0 | 0 | 0 | 127.765 | 0 | 43.6697 | 0 | 0 | 482.312 | 0 | 0 | 0 | 0 | 0 | 0 | 0 | 0 | 0 | 0 | 34.96 | 0 | 2.16 | 0 | 12.09 | 0 | 7.96 | 16.69 | 28.26 | 1.74 | 103.86 | 3.1017e-17 | 0 | 0.018495 | 0 | 0 | 0 | 0.13421 | 0.16023 | 0.30364 | 0.020387 | 0.63697 | 458.094 | 0 | 161.969 | 0 | 0 | 2135 | 930.001 | 2637.81 | 297.5 | 6620.38 | 381.259 | 0 | 0 | 0 | 183.466 | 0 | 65.4 | 0 | 0 | 630.125 | 0 | 0 | 0 | 0 | 0 | 0 | 0 | 0 | 0 | 0 | 44.22 | 0 | 2.16 | 0 | 17.36 | 33.22 | 18.7 | 36.86 | 4.59 | 157.11 | 3.2205e-14 | 0 | 0.018495 | 0 | 0 | 0.62343 | 0.11804 | 0.43196 | 0.06293 | 1.2549 | 52.6238 | 0 | 30.9125 | 5.73 | 43.48 | 5.73 | 43.48 | 5.73 | 43.48 | 8.11 | 55.63
2017-05-02 07:36 | ED9_CZ01_2700_ELEC | v30 01 S27 G20 M02 | Proposed and Standard | FAIL | -10.3 | 67.2127 | 2887.2 | 0 | 187.222 | 0 | 3361.37 | 0 | 615.745 | 2082.37 | 2371.31 | 151.515 | 11656.7 | 0 | 0 | 0 | 0 | 0 | 0 | 0 | 0 | 0 | 0 | 0 | 0 | 0 | 0 | 0 | 0 | 0 | 0 | 0 | 0 | 28.97 | 0 | 1.94 | 0 | 36.19 | 0 | 7.54 | 21.85 | 25.72 | 1.71 | 123.92 | 67.1 | 3106.94 | 0 | 187.222 | 0 | 0 | 615.745 | 2081.42 | 2371.31 | 151.515 | 8514.14 | 0 | 0 | 0 | 0 | 0 | 0 | 0 | 0 | 0 | 0 | 0 | 0 | 0 | 0 | 14.3837 | 0 | 0 | 0 | 0 | 14.3837 | 31.14 | 0 | 1.94 | 0 | 23.72 | 7.54 | 21.84 | 25.72 | 1.71 | 113.61 | 56.8 | CA Residential 2019, Vers. 1.0 | CSE 0.831 EXE |  | MPCBECC | 1.8892e-05 | 0 | 0.021379 | 0 | 0.30728 | 0 | 0.16346 | 0.29171 | 0.35412 | 0.025823 | 1.1638 | 0.32867 | 1.8892e-05 | 0 | 0.021379 | 0 | 0 | 0.16346 | 0.29161 | 0.35412 | 0.025823 | 0.85641 | 0.021397 | -0.30737 | -0.30728 | -9.0749 | -18.1338 | [9 empty] | 2887.2 | 0 | 187.222 | 0 | 3361.37 | 0 | 615.745 | 2082.37 | 2371.31 | 151.515 | 11656.7 | 0 | 0 | 0 | 0 | 0 | 0 | 0 | 0 | 0 | 0 | 0 | 0 | 0 | 0 | 0 | 0 | 0 | 0 | 0 | 0 | 28.97 | 0 | 1.94 | 0 | 36.19 | 0 | 7.54 | 21.85 | 25.72 | 1.71 | 123.92 | 1.8892e-05 | 0 | 0.021379 | 0 | 0.30728 | 0 | 0.16346 | 0.29171 | 0.35412 | 0.025823 | 1.1638 | 4636.75 | 0 | 187.222 | 0 | 3545.14 | 2615 | 2596 | 3146.01 | 327.5 | 17053.6 | 0 | 0 | 0 | 0 | 0 | 0 | 0 | 0 | 0 | 0 | 0 | 0 | 0 | 0 | 0 | 0 | 0 | 0 | 0 | 0 | 46.72 | 0 | 1.94 | 0 | 38.09 | 31.65 | 27.85 | 34.19 | 3.93 | 184.37 | 1.8892e-05 | 0 | 0.021379 | 0 | 0.3554 | 0.76359 | 0.38997 | 0.51519 | 0.069276 | 2.1148 | 67.2127 | 0 | 40.9774 | 67.1 | 0 | 33.08 | 23.72 | 67.1 | 0 | 86.75 | 0
2017-05-02 07:36 | ED9_CZ01_2700_NGAS | v30 01 S27 G20 M01 | Proposed and Standard | PASS | 0 | 47.9596 | 230.196 | 0 | 187.222 | 0 | 0 | 0 | 615.745 | 976.767 | 2371.31 | 151.515 | 4532.75 | 268.077 | 0 | 0 | 0 | 143.837 | 0 | 45.121 | 0 | 0 | 457.034 | 0 | 0 | 0 | 0 | 0 | 0 | 0 | 0 | 0 | 0 | 23.66 | 0 | 1.94 | 0 | 10.54 | 0 | 7.54 | 13.79 | 25.72 | 1.71 | 84.9 | 36.14 | 230.196 | 0 | 187.222 | 0 | 0 | 615.745 | 976.767 | 2371.31 | 151.515 | 4532.75 | 268.076 | 0 | 0 | 0 | 143.837 | 0 | 45.121 | 0 | 0 | 457.034 | 0 | 0 | 0 | 0 | 0 | 0 | 0 | 0 | 0 | 0 | 23.66 | 0 | 1.94 | 0 | 10.54 | 7.54 | 13.79 | 25.72 | 1.71 | 84.9 | 36.14 | CA Residential 2019, Vers. 1.0 | CSE 0.831 EXE |  | MPCBECC | 0 | 0 | 0.021379 | 0 | 0 | 0 | 0.16346 | 0.15448 | 0.35412 | 0.025823 | 0.71926 | 0.021379 | 0 | 0 | 0.021379 | 0 | 0 | 0.16346 | 0.15448 | 0.35412 | 0.025823 | 0.71926 | 0.021379 | 0 | 0 | 0 | 0 | [9 empty] | 230.196 | 0 | 187.222 | 0 | 0 | 0 | 615.745 | 976.767 | 2371.31 | 151.515 | 4532.75 | 268.077 | 0 | 0 | 0 | 143.837 | 0 | 45.121 | 0 | 0 | 457.034 | 0 | 0 | 0 | 0 | 0 | 0 | 0 | 0 | 0 | 0 | 23.66 | 0 | 1.94 | 0 | 10.54 | 0 | 7.54 | 13.79 | 25.72 | 1.71 | 84.9 | 0 | 0 | 0.021379 | 0 | 0 | 0 | 0.16346 | 0.15448 | 0.35412 | 0.025823 | 0.71926 | 521.297 | 0 | 187.222 | 0 | 0 | 2615 | 989.001 | 3267.2 | 327.5 | 7907.22 | 433.861 | 0 | 0 | 0 | 199.325 | 0 | 73.4 | 0 | 0 | 706.586 | 0 | 0 | 0 | 0 | 0 | 0 | 0 | 0 | 0 | 0 | 39.28 | 0 | 1.94 | 0 | 14.6 | 31.65 | 15.76 | 35.51 | 3.93 | 142.67 | 1.7575e-15 | 0 | 0.021379 | 0 | 0 | 0.76359 | 0.12681 | 0.53503 | 0.069276 | 1.5161 | 47.9596 | 0 | 26.4597 | 4.32 | 31.82 | 4.32 | 31.82 | 4.32 | 31.82 | 7.19 | 48.63
2017-05-02 07:36 | ED9_CZ01_6960_ELEC | v30 01 S69 G15 M02 | Proposed and Standard | FAIL | -28.76 | 83.8308 | 4693.05 | 47.7093 | 785.772 | 0 | 18197.4 | 0 | 2033.7 | 12438.6 | 12062 | 433.914 | 50692.1 | 0 | 0 | 0 | 0 | 0 | 0 | 0 | 0 | 0 | 0 | 0 | 0 | 0 | 0 | 0 | 0 | 0 | 0 | 0 | 0 | 18.07 | 0.37 | 3.16 | 0 | 78.36 | 0 | 9.66 | 51.66 | 50.84 | 1.9 | 214.02 | 99.96 | 4777.73 | 37.8176 | 785.772 | 0 | 0 | 2033.7 | 12430.4 | 12062 | 433.914 | 32561.3 | 0 | 0 | 0 | 0 | 0 | 0 | 0 | 0 | 0 | 0 | 0 | 0 | 0 | 0 | 77.0026 | 0 | 0 | 0 | 0 | 77.0026 | 18.43 | 0.3 | 3.16 | 0 | 49.31 | 9.66 | 51.63 | 50.84 | 1.9 | 185.23 | 71.2 | CA Residential 2019, Vers. 1.0 | CSE 0.831 EXE |  | MPCBECC | 0.00015114 | 0.12904 | 0.089726 | 0 | 3.1733 | 0 | 0.53989 | 1.9917 | 1.8235 | 0.073953 | 7.8212 | 3.3922 | 0.00015114 | 0.10766 | 0.089726 | 0 | 0 | 0.53989 | 1.9899 | 1.8235 | 0.073953 | 4.6248 | 0.19754 | -3.1965 | -3.1947 | -15.5428 | -40.3933 | [9 empty] | 4693.05 | 47.7093 | 785.772 | 0 | 18197.4 | 0 | 2033.7 | 12438.6 | 12062 | 433.914 | 50692.1 | 0 | 0 | 0 | 0 | 0 | 0 | 0 | 0 | 0 | 0 | 0 | 0 | 0 | 0 | 0 | 0 | 0 | 0 | 0 | 0 | 18.07 | 0.37 | 3.16 | 0 | 78.36 | 0 | 9.66 | 51.66 | 50.84 | 1.9 | 214.02 | 0.00015114 | 0.12904 | 0.089726 | 0 | 3.1733 | 0 | 0.53989 | 1.9917 | 1.8235 | 0.073953 | 7.8212 | 8159.94 | 0.93124 | 785.772 | 0 | 19116 | 5894.96 | 15077.5 | 10697.7 | 540.499 | 60273.4 | 0 | 0 | 0 | 0 | 0 | 0 | 0 | 0 | 0 | 0 | 0 | 0 | 0 | 0 | 0 | 0 | 0 | 0 | 0 | 0 | 31.48 | 0 | 3.16 | 0 | 82.84 | 27.68 | 62.52 | 45.1 | 2.52 | 255.3 | 0.00015114 | 0 | 0.089726 | 0 | 3.5378 | 1.7213 | 2.2058 | 1.7518 | 0.11433 | 9.4209 | 83.8308 | 0 | 39.9804 | 99.96 | 0 | 21.89 | 49.31 | 99.96 | 0 | 117.48 | 0
2017-05-02 07:36 | ED9_CZ01_6960_NGAS | v30 01 S69 G15 M01 | Proposed and Standard | PASS | 0 | 55.786 | 288.932 | 43.0408 | 785.772 | 0 | 0 | 0 | 2033.7 | 5364.46 | 12062 | 433.914 | 21011.8 | 336.478 | 0 | 0 | 0 | 770.026 | 0 | 287.954 | 0 | 0 | 1394.46 | 0 | 0 | 0 | 0 | 0 | 0 | 0 | 0 | 0 | 0 | 11.56 | 0.34 | 3.16 | 0 | 21.89 | 0 | 9.66 | 30.76 | 50.84 | 1.9 | 130.11 | 36.95 | 288.932 | 43.0408 | 785.772 | 0 | 0 | 2033.7 | 5364.46 | 12062 | 433.914 | 21011.8 | 336.478 | 0 | 0 | 0 | 770.026 | 0 | 287.954 | 0 | 0 | 1394.46 | 0 | 0 | 0 | 0 | 0 | 0 | 0 | 0 | 0 | 0 | 11.56 | 0.34 | 3.16 | 0 | 21.89 | 9.66 | 30.76 | 50.84 | 1.9 | 130.11 | 36.95 | CA Residential 2019, Vers. 1.0 | CSE 0.831 EXE |  | MPCBECC | 0 | 0.12112 | 0.089726 | 0 | 0 | 0 | 0.53989 | 0.9731 | 1.8235 | 0.073953 | 3.6213 | 0.21084 | 0 | 0.12112 | 0.089726 | 0 | 0 | 0.53989 | 0.9731 | 1.8235 | 0.073953 | 3.6213 | 0.21084 | 0 | 0 | 0 | 0 | [9 empty] | 288.932 | 43.0408 | 785.772 | 0 | 0 | 0 | 2033.7 | 5364.46 | 12062 | 433.914 | 21011.8 | 336.478 | 0 | 0 | 0 | 770.026 | 0 | 287.954 | 0 | 0 | 1394.46 | 0 | 0 | 0 | 0 | 0 | 0 | 0 | 0 | 0 | 0 | 11.56 | 0.34 | 3.16 | 0 | 21.89 | 0 | 9.66 | 30.76 | 50.84 | 1.9 | 130.11 | 0 | 0.12112 | 0.089726 | 0 | 0 | 0 | 0.53989 | 0.9731 | 1.8235 | 0.073953 | 3.6213 | 888.243 | 0.19209 | 785.772 | 0 | 0 | 5894.96 | 6547.68 | 10697.7 | 540.499 | 25355.1 | 739.259 | 0 | 0 | 0 | 1220.78 | 0 | 291.124 | 0 | 0 | 2251.16 | 0 | 0 | 0 | 0 | 0 | 0 | 0 | 0 | 0 | 0 | 26.16 | 0 | 3.16 | 0 | 34.71 | 27.68 | 34.82 | 45.1 | 2.52 | 174.15 | 0 | 0 | 0.089726 | 0 | 0 | 1.7213 | 0.80892 | 1.7518 | 0.11433 | 4.4862 | 55.786 | 0 | 26.3816 | 4.63 | 32.32 | 4.63 | 32.32 | 4.63 | 32.32 | 6.58 | 57.45
2017-05-02 07:36 | ED9_CZ02_2100_ELEC | v30 02 S21 G20 M02 | Proposed and Standard | FAIL | -10.91 | 64.8403 | 2410.23 | 2.4599 | 167.182 | 0 | 2700.87 | 0 | 505.557 | 2000.17 | 2025.88 | 119.621 | 9931.98 | 0 | 0 | 0 | 0 | 0 | 0 | 0 | 0 | 0 | 0 | 0 | 0 | 0 | 0 | 0 | 0 | 0 | 0 | 0 | 0 | 29.03 | 0.49 | 2.21 | 0 | 37.05 | 0 | 7.54 | 27.98 | 27.64 | 1.67 | 133.61 | 68.78 | 2542.64 | 2.8927 | 167.182 | 0 | 0 | 505.557 | 1999.59 | 2025.88 | 119.621 | 7363.36 | 0 | 0 | 0 | 0 | 0 | 0 | 0 | 0 | 0 | 0 | 0 | 0 | 0 | 0 | 11.4724 | 0 | 0 | 0 | 0 | 11.4724 | 30.62 | 0.58 | 2.21 | 0 | 24.46 | 7.54 | 27.97 | 27.64 | 1.67 | 122.69 | 57.87 | CA Residential 2019, Vers. 1.0 | CSE 0.831 EXE |  | MPCBECC | 3.962e-15 | 0.029337 | 0.01909 | 0 | 0.39616 | 0 | 0.13421 | 0.35725 | 0.30364 | 0.020387 | 1.2601 | 0.44458 | 3.962e-15 | 0.034306 | 0.01909 | 0 | 0 | 0.13421 | 0.35721 | 0.30364 | 0.020387 | 0.86885 | 0.053397 | -0.39123 | -0.39119 | -8.9005 | -18.8526 | [9 empty] | 2410.23 | 2.4599 | 167.182 | 0 | 2700.87 | 0 | 505.557 | 2000.17 | 2025.88 | 119.621 | 9931.98 | 0 | 0 | 0 | 0 | 0 | 0 | 0 | 0 | 0 | 0 | 0 | 0 | 0 | 0 | 0 | 0 | 0 | 0 | 0 | 0 | 29.03 | 0.49 | 2.21 | 0 | 37.05 | 0 | 7.54 | 27.98 | 27.64 | 1.67 | 133.61 | 3.962e-15 | 0.029337 | 0.01909 | 0 | 0.39616 | 0 | 0.13421 | 0.35725 | 0.30364 | 0.020387 | 1.2601 | 4328.49 | 65.5038 | 167.182 | 0 | 2851.58 | 2135 | 2349 | 2531 | 297.5 | 14725.3 | 0 | 0 | 0 | 0 | 0 | 0 | 0 | 0 | 0 | 0 | 0 | 0 | 0 | 0 | 0 | 0 | 0 | 0 | 0 | 0 | 52.08 | 8.27 | 2.21 | 0 | 39.52 | 32.51 | 32.06 | 35.01 | 4.4 | 206.06 | 3.962e-15 | 0.35995 | 0.01909 | 0 | 0.44514 | 0.62343 | 0.35042 | 0.41447 | 0.06293 | 2.2754 | 64.8403 | 0 | 38.6392 | 68.78 | 0 | 33.41 | 24.46 | 68.78 | 0 | 102.08 | 0
2017-05-02 07:36 | ED9_CZ02_2100_NGAS | v30 02 S21 G20 M01 | Proposed and Standard | PASS | 0 | 47.5969 | 201.076 | 3.0951 | 167.182 | 0 | 0 | 0 | 505.557 | 924.525 | 2025.88 | 119.621 | 3946.94 | 234.156 | 0 | 0 | 0 | 114.724 | 0 | 43.6697 | 0 | 0 | 392.55 | 0 | 0 | 0 | 0 | 0 | 0 | 0 | 0 | 0 | 0 | 26.79 | 0.61 | 2.21 | 0 | 10.91 | 0 | 7.54 | 17.25 | 27.64 | 1.67 | 94.62 | 40.52 | 201.076 | 3.0951 | 167.182 | 0 | 0 | 505.557 | 924.525 | 2025.88 | 119.621 | 3946.94 | 234.156 | 0 | 0 | 0 | 114.724 | 0 | 43.6697 | 0 | 0 | 392.55 | 0 | 0 | 0 | 0 | 0 | 0 | 0 | 0 | 0 | 0 | 26.79 | 0.61 | 2.21 | 0 | 10.91 | 7.54 | 17.25 | 27.64 | 1.67 | 94.62 | 40.52 | CA Residential 2019, Vers. 1.0 | CSE 0.831 EXE |  | MPCBECC | 0 | 0.035883 | 0.01909 | 0 | 0 | 0 | 0.13421 | 0.17094 | 0.30364 | 0.020387 | 0.68415 | 0.054973 | 0 | 0.035883 | 0.01909 | 0 | 0 | 0.13421 | 0.17094 | 0.30364 | 0.020387 | 0.68415 | 0.054973 | 0 | 0 | 0 | 0 | [9 empty] | 201.076 | 3.0951 | 167.182 | 0 | 0 | 0 | 505.557 | 924.525 | 2025.88 | 119.621 | 3946.94 | 234.156 | 0 | 0 | 0 | 114.724 | 0 | 43.6697 | 0 | 0 | 392.55 | 0 | 0 | 0 | 0 | 0 | 0 | 0 | 0 | 0 | 0 | 26.79 | 0.61 | 2.21 | 0 | 10.91 | 0 | 7.54 | 17.25 | 27.64 | 1.67 | 94.62 | 0 | 0.035883 | 0.01909 | 0 | 0 | 0 | 0.13421 | 0.17094 | 0.30364 | 0.020387 | 0.68415 | 483.249 | 70.6348 | 167.182 | 0 | 0 | 2135 | 930.001 | 2637.81 | 297.5 | 6721.38 | 402.18 | 0 | 0 | 0 | 170.803 | 0 | 65.4 | 0 | 0 | 638.383 | 0 | 0 | 0 | 0 | 0 | 0 | 0 | 0 | 0 | 0 | 47.53 | 8.7 | 2.21 | 0 | 16.24 | 32.51 | 18.58 | 36.49 | 4.4 | 166.66 | 0 | 0.37844 | 0.01909 | 0 | 0 | 0.62343 | 0.11804 | 0.43196 | 0.06293 | 1.6339 | 47.5969 | 0 | 25.9313 | 5.25 | 35.27 | 5.25 | 35.27 | 5.25 | 35.27 | 16.73 | 57.95
2017-05-02 07:36 | ED9_CZ02_2700_ELEC | v30 02 S27 G20 M02 | Proposed and Standard | FAIL | -9.38 | 59.5094 | 2603.21 | 24.8749 | 196.259 | 0 | 3017.69 | 0 | 615.745 | 2118.02 | 2371.31 | 151.515 | 11098.6 | 0 | 0 | 0 | 0 | 0 | 0 | 0 | 0 | 0 | 0 | 0 | 0 | 0 | 0 | 0 | 0 | 0 | 0 | 0 | 0 | 24.41 | 2.86 | 2.02 | 0 | 31.47 | 0 | 7.14 | 22.49 | 25.15 | 1.64 | 117.18 | 60.76 | 2662.09 | 26.4061 | 196.259 | 0 | 0 | 615.745 | 2117.16 | 2371.31 | 151.515 | 8140.47 | 0 | 0 | 0 | 0 | 0 | 0 | 0 | 0 | 0 | 0 | 0 | 0 | 0 | 0 | 12.9018 | 0 | 0 | 0 | 0 | 12.9018 | 24.96 | 3.06 | 2.02 | 0 | 21.34 | 7.14 | 22.48 | 25.15 | 1.64 | 107.79 | 51.38 | CA Residential 2019, Vers. 1.0 | CSE 0.831 EXE |  | MPCBECC | 3.962e-15 | 0.16292 | 0.02241 | 0 | 0.28054 | 0 | 0.16346 | 0.30311 | 0.35412 | 0.025823 | 1.3124 | 0.46586 | 3.962e-15 | 0.17474 | 0.02241 | 0 | 0 | 0.16346 | 0.30304 | 0.35412 | 0.025823 | 1.0436 | 0.19715 | -0.26878 | -0.26871 | -8.7114 | -18.2561 | [9 empty] | 2603.21 | 24.8749 | 196.259 | 0 | 3017.69 | 0 | 615.745 | 2118.02 | 2371.31 | 151.515 | 11098.6 | 0 | 0 | 0 | 0 | 0 | 0 | 0 | 0 | 0 | 0 | 0 | 0 | 0 | 0 | 0 | 0 | 0 | 0 | 0 | 0 | 24.41 | 2.86 | 2.02 | 0 | 31.47 | 0 | 7.14 | 22.49 | 25.15 | 1.64 | 117.18 | 3.962e-15 | 0.16292 | 0.02241 | 0 | 0.28054 | 0 | 0.16346 | 0.30311 | 0.35412 | 0.025823 | 1.3124 | 5505.34 | 193.739 | 196.259 | 0 | 3179.81 | 2615 | 2596 | 3146.01 | 327.5 | 17759.7 | 0 | 0 | 0 | 0 | 0 | 0 | 0 | 0 | 0 | 0 | 0 | 0 | 0 | 0 | 0 | 0 | 0 | 0 | 0 | 0 | 51.52 | 14.01 | 2.02 | 0 | 33.18 | 30.97 | 27.59 | 33.85 | 3.77 | 196.91 | 3.962e-15 | 0.72239 | 0.02241 | 0 | 0.1997 | 0.76359 | 0.38997 | 0.51519 | 0.069276 | 2.6825 | 59.5094 | 0 | 34.9754 | 60.76 | 0 | 30.04 | 21.34 | 60.76 | 0 | 100.73 | 0
2017-05-02 07:36 | ED9_CZ02_2700_NGAS | v30 02 S27 G20 M01 | Proposed and Standard | PASS | 0 | 44.6013 | 211.66 | 27.257 | 196.259 | 0 | 0 | 0 | 615.745 | 1013.67 | 2371.31 | 151.515 | 4587.41 | 246.482 | 0 | 0 | 0 | 129.018 | 0 | 45.121 | 0 | 0 | 420.621 | 0 | 0 | 0 | 0 | 0 | 0 | 0 | 0 | 0 | 0 | 21.97 | 3.14 | 2.02 | 0 | 9.49 | 0 | 7.14 | 14.26 | 25.15 | 1.64 | 84.81 | 36.62 | 211.661 | 27.2571 | 196.259 | 0 | 0 | 615.745 | 1013.67 | 2371.31 | 151.515 | 4587.41 | 246.482 | 0 | 0 | 0 | 129.018 | 0 | 45.121 | 0 | 0 | 420.621 | 0 | 0 | 0 | 0 | 0 | 0 | 0 | 0 | 0 | 0 | 21.97 | 3.14 | 2.02 | 0 | 9.49 | 7.14 | 14.26 | 25.15 | 1.64 | 84.81 | 36.62 | CA Residential 2019, Vers. 1.0 | CSE 0.831 EXE |  | MPCBECC | 0 | 0.17748 | 0.02241 | 0 | 0 | 0 | 0.16346 | 0.16589 | 0.35412 | 0.025823 | 0.90919 | 0.19989 | 0 | 0.17748 | 0.02241 | 0 | 0 | 0.16346 | 0.16589 | 0.35412 | 0.025823 | 0.90919 | 0.19989 | 1.9606e-07 | 1.9543e-07 | 0 | 0 | [9 empty] | 211.66 | 27.257 | 196.259 | 0 | 0 | 0 | 615.745 | 1013.67 | 2371.31 | 151.515 | 4587.41 | 246.482 | 0 | 0 | 0 | 129.018 | 0 | 45.121 | 0 | 0 | 420.621 | 0 | 0 | 0 | 0 | 0 | 0 | 0 | 0 | 0 | 0 | 21.97 | 3.14 | 2.02 | 0 | 9.49 | 0 | 7.14 | 14.26 | 25.15 | 1.64 | 84.81 | 0 | 0.17748 | 0.02241 | 0 | 0 | 0 | 0.16346 | 0.16589 | 0.35412 | 0.025823 | 0.90919 | 611.689 | 203.068 | 196.259 | 0 | 0 | 2615 | 989.001 | 3267.2 | 327.5 | 8209.71 | 509.073 | 0 | 0 | 0 | 185.191 | 0 | 73.4 | 0 | 0 | 767.663 | 0 | 0 | 0 | 0 | 0 | 0 | 0 | 0 | 0 | 0 | 46.79 | 14.45 | 2.02 | 0 | 13.62 | 30.97 | 15.67 | 35.15 | 3.77 | 162.44 | 0 | 0.74808 | 0.02241 | 0 | 0 | 0.76359 | 0.12681 | 0.53503 | 0.069276 | 2.2652 | 44.6013 | 0 | 24.1334 | 7.15 | 29.47 | 7.15 | 29.47 | 7.15 | 29.47 | 22.2 | 54.68
2017-05-02 07:36 | ED9_CZ02_6960_ELEC | v30 02 S69 G15 M02 | Proposed and Standard | FAIL | -23.48 | 77.6755 | 3918.11 | 516.66 | 785.772 | 0 | 16438 | 0 | 2033.7 | 12485.1 | 12062 | 433.914 | 48673.2 | 0 | 0 | 0 | 0 | 0 | 0 | 0 | 0 | 0 | 0 | 0 | 0 | 0 | 0 | 0 | 0 | 0 | 0 | 0 | 0 | 14.2 | 10.14 | 3.13 | 0 | 67.97 | 0 | 9.15 | 52.39 | 49.71 | 1.83 | 208.52 | 95.44 | 4003.08 | 492.215 | 785.772 | 0 | 0 | 2033.7 | 12478.3 | 12062 | 433.914 | 32289 | 0 | 0 | 0 | 0 | 0 | 0 | 0 | 0 | 0 | 0 | 0 | 0 | 0 | 0 | 69.1325 | 0 | 0 | 0 | 0 | 69.1325 | 14.51 | 9.91 | 3.13 | 0 | 44.41 | 9.15 | 52.37 | 49.71 | 1.83 | 185.02 | 71.96 | CA Residential 2019, Vers. 1.0 | CSE 0.831 EXE |  | MPCBECC | 3.1696e-14 | 1.551 | 0.089726 | 0 | 2.384 | 0 | 0.53989 | 2.0041 | 1.8235 | 0.073953 | 8.4661 | 4.0247 | 3.1696e-14 | 1.558 | 0.089726 | 0 | 0 | 0.53989 | 2.0034 | 1.8235 | 0.073953 | 6.0884 | 1.6477 | -2.3777 | -2.377 | -12.7013 | -32.6292 | [9 empty] | 3918.11 | 516.66 | 785.772 | 0 | 16438 | 0 | 2033.7 | 12485.1 | 12062 | 433.914 | 48673.2 | 0 | 0 | 0 | 0 | 0 | 0 | 0 | 0 | 0 | 0 | 0 | 0 | 0 | 0 | 0 | 0 | 0 | 0 | 0 | 0 | 14.2 | 10.14 | 3.13 | 0 | 67.97 | 0 | 9.15 | 52.39 | 49.71 | 1.83 | 208.52 | 3.1696e-14 | 1.551 | 0.089726 | 0 | 2.384 | 0 | 0.53989 | 2.0041 | 1.8235 | 0.073953 | 8.4661 | 9822.07 | 1223.48 | 785.772 | 0 | 17307.7 | 5894.96 | 15077.5 | 10697.7 | 540.499 | 61349.7 | 0 | 0 | 0 | 0 | 0 | 0 | 0 | 0 | 0 | 0 | 0 | 0 | 0 | 0 | 0 | 0 | 0 | 0 | 0 | 0 | 35.64 | 21.61 | 3.13 | 0 | 72 | 27.08 | 61.93 | 44.65 | 2.41 | 268.45 | 3.1696e-14 | 3.2758 | 0.089726 | 0 | 2.7755 | 1.7213 | 2.2058 | 1.7518 | 0.11433 | 11.9343 | 77.6755 | 0 | 37.9698 | 95.44 | 0 | 27.55 | 44.41 | 95.44 | 0 | 132.38 | 0
2017-05-02 07:36 | ED9_CZ02_6960_NGAS | v30 02 S69 G15 M01 | Proposed and Standard | PASS | 0 | 54.5777 | 246.837 | 506.35 | 785.772 | 0 | 0 | 0 | 2033.7 | 5417.6 | 12062 | 433.914 | 21486.1 | 287.445 | 0 | 0 | 0 | 691.325 | 0 | 287.954 | 0 | 0 | 1266.72 | 0 | 0 | 0 | 0 | 0 | 0 | 0 | 0 | 0 | 0 | 10 | 10.12 | 3.13 | 0 | 19.74 | 0 | 9.15 | 30.96 | 49.71 | 1.83 | 134.64 | 42.99 | 246.837 | 506.35 | 785.772 | 0 | 0 | 2033.7 | 5417.6 | 12062 | 433.914 | 21486.1 | 287.445 | 0 | 0 | 0 | 691.325 | 0 | 287.954 | 0 | 0 | 1266.72 | 0 | 0 | 0 | 0 | 0 | 0 | 0 | 0 | 0 | 0 | 10 | 10.12 | 3.13 | 0 | 19.74 | 9.15 | 30.96 | 49.71 | 1.83 | 134.64 | 42.99 | CA Residential 2019, Vers. 1.0 | CSE 0.831 EXE |  | MPCBECC | 0 | 1.5962 | 0.089726 | 0 | 0 | 0 | 0.53989 | 0.98625 | 1.8235 | 0.073953 | 5.1095 | 1.686 | 0 | 1.5962 | 0.089726 | 0 | 0 | 0.53989 | 0.98625 | 1.8235 | 0.073953 | 5.1095 | 1.686 | 0 | 0 | 0 | 0 | [9 empty] | 246.837 | 506.35 | 785.772 | 0 | 0 | 0 | 2033.7 | 5417.6 | 12062 | 433.914 | 21486.1 | 287.445 | 0 | 0 | 0 | 691.325 | 0 | 287.954 | 0 | 0 | 1266.72 | 0 | 0 | 0 | 0 | 0 | 0 | 0 | 0 | 0 | 0 | 10 | 10.12 | 3.13 | 0 | 19.74 | 0 | 9.15 | 30.96 | 49.71 | 1.83 | 134.64 | 0 | 1.5962 | 0.089726 | 0 | 0 | 0 | 0.53989 | 0.98625 | 1.8235 | 0.073953 | 5.1095 | 1065.98 | 1159.17 | 785.772 | 0 | 0 | 5894.96 | 6547.68 | 10697.7 | 540.499 | 26691.8 | 887.148 | 0 | 0 | 0 | 1141.4 | 0 | 291.124 | 0 | 0 | 2319.67 | 0 | 0 | 0 | 0 | 0 | 0 | 0 | 0 | 0 | 0 | 31.78 | 20.67 | 3.13 | 0 | 32.6 | 27.08 | 34.59 | 44.65 | 2.41 | 196.91 | 0 | 3.1435 | 0.089726 | 0 | 0 | 1.7213 | 0.80892 | 1.7518 | 0.11433 | 7.6296 | 54.5777 | 0 | 25.8742 | 14.15 | 28.84 | 14.15 | 28.84 | 14.15 | 28.84 | 27.67 | 60.51
2017-05-02 07:36 | ED9_CZ03_2100_ELEC | v30 03 S21 G20 M02 | Proposed and Standard | FAIL | -12.18 | 64.5353 | 1256.07 | 0 | 163.458 | 0 | 2715.21 | 0 | 505.557 | 1995.09 | 2025.88 | 119.621 | 8780.88 | 0 | 0 | 0 | 0 | 0 | 0 | 0 | 0 | 0 | 0 | 0 | 0 | 0 | 0 | 0 | 0 | 0 | 0 | 0 | 0 | 15.76 | 0 | 2.17 | 0 | 38.98 | 0 | 7.74 | 28.28 | 27.98 | 1.72 | 122.63 | 56.91 | 1440.74 | 0 | 163.458 | 0 | 0 | 505.557 | 1994.57 | 2025.88 | 119.621 | 6249.83 | 0 | 0 | 0 | 0 | 0 | 0 | 0 | 0 | 0 | 0 | 0 | 0 | 0 | 0 | 11.5198 | 0 | 0 | 0 | 0 | 11.5198 | 18.05 | 0 | 2.17 | 0 | 24.51 | 7.74 | 28.27 | 27.98 | 1.72 | 110.44 | 44.73 | CA Residential 2019, Vers. 1.0 | CSE 0.831 EXE |  | MPCBECC | 0 | 0 | 0.018665 | 0 | 0.41491 | 0 | 0.13421 | 0.35262 | 0.30364 | 0.020387 | 1.2444 | 0.43358 | 0 | 0 | 0.018665 | 0 | 0 | 0.13421 | 0.35258 | 0.30364 | 0.020387 | 0.82949 | 0.018665 | -0.41496 | -0.41491 | -11.0377 | -27.23 | [9 empty] | 1256.07 | 0 | 163.458 | 0 | 2715.21 | 0 | 505.557 | 1995.09 | 2025.88 | 119.621 | 8780.88 | 0 | 0 | 0 | 0 | 0 | 0 | 0 | 0 | 0 | 0 | 0 | 0 | 0 | 0 | 0 | 0 | 0 | 0 | 0 | 0 | 15.76 | 0 | 2.17 | 0 | 38.98 | 0 | 7.74 | 28.28 | 27.98 | 1.72 | 122.63 | 0 | 0 | 0.018665 | 0 | 0.41491 | 0 | 0.13421 | 0.35262 | 0.30364 | 0.020387 | 1.2444 | 3259.52 | 0 | 163.458 | 0 | 2868.05 | 2135 | 2349 | 2531 | 297.5 | 13603.5 | 0 | 0 | 0 | 0 | 0 | 0 | 0 | 0 | 0 | 0 | 0 | 0 | 0 | 0 | 0 | 0 | 0 | 0 | 0 | 0 | 40.72 | 0 | 2.17 | 0 | 41.74 | 33.02 | 32.29 | 35.27 | 4.81 | 190.02 | 0 | 0 | 0.018665 | 0 | 0.50102 | 0.62343 | 0.35042 | 0.41447 | 0.06293 | 1.9709 | 64.5353 | 0 | 36.3435 | 56.91 | 0 | 20.22 | 24.51 | 56.91 | 0 | 84.63 | 0
2017-05-02 07:36 | ED9_CZ03_2100_NGAS | v30 03 S21 G20 M01 | Proposed and Standard | PASS | 0 | 45.2967 | 111.437 | 0 | 163.458 | 0 | 0 | 0 | 505.557 | 919.969 | 2025.88 | 119.621 | 3845.92 | 129.763 | 0 | 0 | 0 | 115.198 | 0 | 43.6697 | 0 | 0 | 288.631 | 0 | 0 | 0 | 0 | 0 | 0 | 0 | 0 | 0 | 0 | 15.11 | 0 | 2.17 | 0 | 10.92 | 0 | 7.74 | 17.07 | 27.98 | 1.72 | 82.71 | 28.2 | 111.437 | 0 | 163.458 | 0 | 0 | 505.557 | 919.969 | 2025.88 | 119.621 | 3845.92 | 129.763 | 0 | 0 | 0 | 115.198 | 0 | 43.6697 | 0 | 0 | 288.631 | 0 | 0 | 0 | 0 | 0 | 0 | 0 | 0 | 0 | 0 | 15.11 | 0 | 2.17 | 0 | 10.92 | 7.74 | 17.07 | 27.98 | 1.72 | 82.71 | 28.2 | CA Residential 2019, Vers. 1.0 | CSE 0.831 EXE |  | MPCBECC | 0 | 0 | 0.018665 | 0 | 0 | 0 | 0.13421 | 0.1663 | 0.30364 | 0.020387 | 0.6432 | 0.018665 | 0 | 0 | 0.018665 | 0 | 0 | 0.13421 | 0.1663 | 0.30364 | 0.020387 | 0.6432 | 0.018665 | 0 | 0 | 0 | 0 | [9 empty] | 111.437 | 0 | 163.458 | 0 | 0 | 0 | 505.557 | 919.969 | 2025.88 | 119.621 | 3845.92 | 129.763 | 0 | 0 | 0 | 115.198 | 0 | 43.6697 | 0 | 0 | 288.631 | 0 | 0 | 0 | 0 | 0 | 0 | 0 | 0 | 0 | 0 | 15.11 | 0 | 2.17 | 0 | 10.92 | 0 | 7.74 | 17.07 | 27.98 | 1.72 | 82.71 | 0 | 0 | 0.018665 | 0 | 0 | 0 | 0.13421 | 0.1663 | 0.30364 | 0.020387 | 0.6432 | 414.561 | 0 | 163.458 | 0 | 0 | 2135 | 930.001 | 2637.81 | 297.5 | 6578.33 | 344.996 | 0 | 0 | 0 | 171.372 | 0 | 65.4 | 0 | 0 | 581.768 | 0 | 0 | 0 | 0 | 0 | 0 | 0 | 0 | 0 | 0 | 40.86 | 0 | 2.17 | 0 | 16.25 | 33.02 | 18.67 | 36.76 | 4.81 | 152.54 | 0 | 0 | 0.018665 | 0 | 0 | 0.62343 | 0.11804 | 0.43196 | 0.06293 | 1.255 | 45.2967 | 0 | 22.6347 | 3.6 | 24.6 | 3.6 | 24.6 | 3.6 | 24.6 | 7.35 | 51.93
2017-05-02 07:36 | ED9_CZ03_2700_ELEC | v30 03 S27 G20 M02 | Proposed and Standard | FAIL | -10.01 | 59.7892 | 1175.15 | 1.3995 | 189.804 | 0 | 3032.79 | 0 | 615.745 | 2114.39 | 2371.31 | 151.515 | 9652.1 | 0 | 0 | 0 | 0 | 0 | 0 | 0 | 0 | 0 | 0 | 0 | 0 | 0 | 0 | 0 | 0 | 0 | 0 | 0 | 0 | 11.47 | 0.08 | 1.96 | 0 | 32.27 | 0 | 7.34 | 22.94 | 25.46 | 1.7 | 103.22 | 45.78 | 1264.25 | 1.5939 | 189.804 | 0 | 0 | 615.745 | 2113.56 | 2371.31 | 151.515 | 6707.77 | 0 | 0 | 0 | 0 | 0 | 0 | 0 | 0 | 0 | 0 | 0 | 0 | 0 | 0 | 12.957 | 0 | 0 | 0 | 0 | 12.957 | 12.32 | 0.09 | 1.96 | 0 | 21.4 | 7.34 | 22.93 | 25.46 | 1.7 | 93.2 | 35.77 | CA Residential 2019, Vers. 1.0 | CSE 0.831 EXE |  | MPCBECC | 0 | 0.0083743 | 0.021673 | 0 | 0.22769 | 0 | 0.16346 | 0.29741 | 0.35412 | 0.025823 | 1.0985 | 0.25774 | 0 | 0.009553 | 0.021673 | 0 | 0 | 0.16346 | 0.29734 | 0.35412 | 0.025823 | 0.87197 | 0.031226 | -0.22659 | -0.22651 | -10.7511 | -27.9843 | [9 empty] | 1175.15 | 1.3995 | 189.804 | 0 | 3032.79 | 0 | 615.745 | 2114.39 | 2371.31 | 151.515 | 9652.1 | 0 | 0 | 0 | 0 | 0 | 0 | 0 | 0 | 0 | 0 | 0 | 0 | 0 | 0 | 0 | 0 | 0 | 0 | 0 | 0 | 11.47 | 0.08 | 1.96 | 0 | 32.27 | 0 | 7.34 | 22.94 | 25.46 | 1.7 | 103.22 | 0 | 0.0083743 | 0.021673 | 0 | 0.22769 | 0 | 0.16346 | 0.29741 | 0.35412 | 0.025823 | 1.0985 | 4010.3 | 0 | 189.804 | 0 | 3197.49 | 2615 | 2596 | 3146.01 | 327.5 | 16082.1 | 0 | 0 | 0 | 0 | 0 | 0 | 0 | 0 | 0 | 0 | 0 | 0 | 0 | 0 | 0 | 0 | 0 | 0 | 0 | 0 | 38.97 | 0 | 1.96 | 0 | 34.26 | 31.45 | 27.78 | 34.1 | 4.12 | 172.64 | 0 | 0 | 0.021673 | 0 | 0.26818 | 0.76359 | 0.38997 | 0.51519 | 0.069276 | 2.0279 | 59.7892 | 0 | 32.4606 | 45.78 | 0 | 14.37 | 21.4 | 45.78 | 0 | 75.19 | 0
2017-05-02 07:36 | ED9_CZ03_2700_NGAS | v30 03 S27 G20 M01 | Proposed and Standard | PASS | 0 | 42.6044 | 100.598 | 1.7721 | 189.804 | 0 | 0 | 0 | 615.745 | 1010.8 | 2371.31 | 151.515 | 4441.54 | 117.141 | 0 | 0 | 0 | 129.57 | 0 | 45.121 | 0 | 0 | 291.833 | 0 | 0 | 0 | 0 | 0 | 0 | 0 | 0 | 0 | 0 | 10.66 | 0.1 | 1.96 | 0 | 9.51 | 0 | 7.34 | 14.23 | 25.46 | 1.7 | 70.96 | 22.23 | 100.598 | 1.7721 | 189.804 | 0 | 0 | 615.745 | 1010.8 | 2371.31 | 151.515 | 4441.54 | 117.141 | 0 | 0 | 0 | 129.57 | 0 | 45.121 | 0 | 0 | 291.833 | 0 | 0 | 0 | 0 | 0 | 0 | 0 | 0 | 0 | 0 | 10.66 | 0.1 | 1.96 | 0 | 9.51 | 7.34 | 14.23 | 25.46 | 1.7 | 70.96 | 22.23 | CA Residential 2019, Vers. 1.0 | CSE 0.831 EXE |  | MPCBECC | 0 | 0.01055 | 0.021673 | 0 | 0 | 0 | 0.16346 | 0.16018 | 0.35412 | 0.025823 | 0.73581 | 0.032223 | 0 | 0.01055 | 0.021673 | 0 | 0 | 0.16346 | 0.16018 | 0.35412 | 0.025823 | 0.73581 | 0.032223 | 0 | 0 | 0 | 0 | [9 empty] | 100.598 | 1.7721 | 189.804 | 0 | 0 | 0 | 615.745 | 1010.8 | 2371.31 | 151.515 | 4441.54 | 117.141 | 0 | 0 | 0 | 129.57 | 0 | 45.121 | 0 | 0 | 291.833 | 0 | 0 | 0 | 0 | 0 | 0 | 0 | 0 | 0 | 0 | 10.66 | 0.1 | 1.96 | 0 | 9.51 | 0 | 7.34 | 14.23 | 25.46 | 1.7 | 70.96 | 0 | 0.01055 | 0.021673 | 0 | 0 | 0 | 0.16346 | 0.16018 | 0.35412 | 0.025823 | 0.73581 | 506.433 | 0 | 189.804 | 0 | 0 | 2615 | 989.001 | 3267.2 | 327.5 | 7894.94 | 421.451 | 0 | 0 | 0 | 185.824 | 0 | 73.4 | 0 | 0 | 680.675 | 0 | 0 | 0 | 0 | 0 | 0 | 0 | 0 | 0 | 0 | 38.86 | 0 | 1.96 | 0 | 13.64 | 31.45 | 15.73 | 35.41 | 4.12 | 141.17 | 0 | 0 | 0.021673 | 0 | 0 | 0.76359 | 0.12681 | 0.53503 | 0.069276 | 1.5164 | 42.6044 | 0 | 20.2935 | 3.07 | 19.16 | 3.07 | 19.16 | 3.07 | 19.16 | 6.89 | 47.57
2017-05-02 07:36 | ED9_CZ03_6960_ELEC | v30 03 S69 G15 M02 | Proposed and Standard | FAIL | -25.52 | 80.7368 | 1432.9 | 203.024 | 785.772 | 0 | 16506.7 | 0 | 2033.7 | 12499.5 | 12062 | 433.914 | 45957.4 | 0 | 0 | 0 | 0 | 0 | 0 | 0 | 0 | 0 | 0 | 0 | 0 | 0 | 0 | 0 | 0 | 0 | 0 | 0 | 0 | 5.33 | 2.85 | 3.15 | 0 | 70.56 | 0 | 9.4 | 52.85 | 50.34 | 1.88 | 196.36 | 81.89 | 1513.28 | 185.908 | 785.772 | 0 | 0 | 2033.7 | 12490.2 | 12062 | 433.914 | 29504.7 | 0 | 0 | 0 | 0 | 0 | 0 | 0 | 0 | 0 | 0 | 0 | 0 | 0 | 0 | 69.4491 | 0 | 0 | 0 | 0 | 69.4491 | 5.63 | 3.06 | 3.15 | 0 | 44.53 | 9.4 | 52.81 | 50.34 | 1.88 | 170.8 | 56.37 | CA Residential 2019, Vers. 1.0 | CSE 0.831 EXE |  | MPCBECC | 0 | 0.57077 | 0.089726 | 0 | 2.4241 | 0 | 0.53989 | 1.9926 | 1.8235 | 0.073953 | 7.5145 | 3.0846 | 0 | 0.64665 | 0.089726 | 0 | 0 | 0.53989 | 1.9923 | 1.8235 | 0.073953 | 5.166 | 0.73638 | -2.3485 | -2.3482 | -14.9649 | -45.2723 | [9 empty] | 1432.9 | 203.024 | 785.772 | 0 | 16506.7 | 0 | 2033.7 | 12499.5 | 12062 | 433.914 | 45957.4 | 0 | 0 | 0 | 0 | 0 | 0 | 0 | 0 | 0 | 0 | 0 | 0 | 0 | 0 | 0 | 0 | 0 | 0 | 0 | 0 | 5.33 | 2.85 | 3.15 | 0 | 70.56 | 0 | 9.4 | 52.85 | 50.34 | 1.88 | 196.36 | 0 | 0.57077 | 0.089726 | 0 | 2.4241 | 0 | 0.53989 | 1.9926 | 1.8235 | 0.073953 | 7.5145 | 6659.4 | 81.6364 | 785.772 | 0 | 17423.7 | 5894.96 | 15077.5 | 10697.7 | 540.499 | 57161.2 | 0 | 0 | 0 | 0 | 0 | 0 | 0 | 0 | 0 | 0 | 0 | 0 | 0 | 0 | 0 | 0 | 0 | 0 | 0 | 0 | 25 | 2.09 | 3.15 | 0 | 75.48 | 27.51 | 62.36 | 44.98 | 2.64 | 243.21 | 0 | 0.51548 | 0.089726 | 0 | 2.9184 | 1.7213 | 2.2058 | 1.7518 | 0.11433 | 9.3169 | 80.7368 | 0 | 40.2492 | 81.89 | 0 | 11.84 | 44.53 | 81.89 | 0 | 105.72 | 0
2017-05-02 07:36 | ED9_CZ03_6960_NGAS | v30 03 S69 G15 M01 | Proposed and Standard | PASS | 0 | 55.0097 | 83.9911 | 194.355 | 785.772 | 0 | 0 | 0 | 2033.7 | 5435.59 | 12062 | 433.914 | 21029.3 | 97.8037 | 0 | 0 | 0 | 694.491 | 0 | 287.954 | 0 | 0 | 1080.25 | 0 | 0 | 0 | 0 | 0 | 0 | 0 | 0 | 0 | 0 | 3.46 | 3.15 | 3.15 | 0 | 19.79 | 0 | 9.4 | 31.18 | 50.34 | 1.88 | 122.35 | 29.55 | 83.9911 | 194.355 | 785.772 | 0 | 0 | 2033.7 | 5435.59 | 12062 | 433.914 | 21029.3 | 97.8037 | 0 | 0 | 0 | 694.491 | 0 | 287.954 | 0 | 0 | 1080.25 | 0 | 0 | 0 | 0 | 0 | 0 | 0 | 0 | 0 | 0 | 3.46 | 3.15 | 3.15 | 0 | 19.79 | 9.4 | 31.18 | 50.34 | 1.88 | 122.35 | 29.55 | CA Residential 2019, Vers. 1.0 | CSE 0.831 EXE |  | MPCBECC | 0 | 0.66171 | 0.089726 | 0 | 0 | 0 | 0.53989 | 0.97522 | 1.8235 | 0.073953 | 4.164 | 0.75143 | 0 | 0.66171 | 0.089726 | 0 | 0 | 0.53989 | 0.97522 | 1.8235 | 0.073953 | 4.164 | 0.75143 | 0 | 0 | 0 | 0 | [9 empty] | 83.9911 | 194.355 | 785.772 | 0 | 0 | 0 | 2033.7 | 5435.59 | 12062 | 433.914 | 21029.3 | 97.8037 | 0 | 0 | 0 | 694.491 | 0 | 287.954 | 0 | 0 | 1080.25 | 0 | 0 | 0 | 0 | 0 | 0 | 0 | 0 | 0 | 0 | 3.46 | 3.15 | 3.15 | 0 | 19.79 | 0 | 9.4 | 31.18 | 50.34 | 1.88 | 122.35 | 0 | 0.66171 | 0.089726 | 0 | 0 | 0 | 0.53989 | 0.97522 | 1.8235 | 0.073953 | 4.164 | 842.376 | 75.379 | 785.772 | 0 | 0 | 5894.96 | 6547.68 | 10697.7 | 540.499 | 25384.4 | 701.021 | 0 | 0 | 0 | 1145.35 | 0 | 291.124 | 0 | 0 | 2137.49 | 0 | 0 | 0 | 0 | 0 | 0 | 0 | 0 | 0 | 0 | 25.24 | 1.98 | 3.15 | 0 | 32.63 | 27.51 | 34.76 | 44.98 | 2.64 | 172.89 | 0 | 0.48875 | 0.089726 | 0 | 0 | 1.7213 | 0.80892 | 1.7518 | 0.11433 | 4.9749 | 55.0097 | 0 | 24.2699 | 6.62 | 22.93 | 6.62 | 22.93 | 6.62 | 22.93 | 8.3 | 54.7
2017-05-02 07:36 | ED9_CZ04_2100_ELEC | v30 04 S21 G20 M02 | Proposed and Standard | FAIL | -11.16 | 61.8759 | 1669.03 | 6.4322 | 167.926 | 0 | 2586.54 | 0 | 505.557 | 2011.73 | 2025.88 | 119.621 | 9092.71 | 0 | 0 | 0 | 0 | 0 | 0 | 0 | 0 | 0 | 0 | 0 | 0 | 0 | 0 | 0 | 0 | 0 | 0 | 0 | 0 | 20.05 | 1.34 | 2.22 | 0 | 36.41 | 0 | 7.54 | 27.76 | 27.7 | 1.66 | 124.68 | 60.02 | 1798.72 | 7.5099 | 167.926 | 0 | 0 | 505.557 | 2011.26 | 2025.88 | 119.621 | 6636.48 | 0 | 0 | 0 | 0 | 0 | 0 | 0 | 0 | 0 | 0 | 0 | 0 | 0 | 0 | 10.9768 | 0 | 0 | 0 | 0 | 10.9768 | 21.61 | 1.62 | 2.22 | 0 | 23.41 | 7.54 | 27.76 | 27.7 | 1.66 | 113.52 | 48.86 | CA Residential 2019, Vers. 1.0 | CSE 0.831 EXE |  | MPCBECC | 0 | 0.066256 | 0.019175 | 0 | 0.42756 | 0 | 0.13421 | 0.35923 | 0.30364 | 0.020387 | 1.3305 | 0.51299 | 0 | 0.078966 | 0.019175 | 0 | 0 | 0.13421 | 0.35919 | 0.30364 | 0.020387 | 0.91558 | 0.098142 | -0.41489 | -0.41485 | -9.8309 | -22.8408 | [9 empty] | 1669.03 | 6.4322 | 167.926 | 0 | 2586.54 | 0 | 505.557 | 2011.73 | 2025.88 | 119.621 | 9092.71 | 0 | 0 | 0 | 0 | 0 | 0 | 0 | 0 | 0 | 0 | 0 | 0 | 0 | 0 | 0 | 0 | 0 | 0 | 0 | 0 | 20.05 | 1.34 | 2.22 | 0 | 36.41 | 0 | 7.54 | 27.76 | 27.7 | 1.66 | 124.68 | 0 | 0.066256 | 0.019175 | 0 | 0.42756 | 0 | 0.13421 | 0.35923 | 0.30364 | 0.020387 | 1.3305 | 3317.39 | 148.745 | 167.926 | 0 | 2730.96 | 2135 | 2349 | 2531 | 297.5 | 13677.5 | 0 | 0 | 0 | 0 | 0 | 0 | 0 | 0 | 0 | 0 | 0 | 0 | 0 | 0 | 0 | 0 | 0 | 0 | 0 | 0 | 39.83 | 16.78 | 2.22 | 0 | 39.12 | 32.3 | 32.07 | 35 | 4.18 | 201.5 | 0 | 0.81929 | 0.019175 | 0 | 0.42778 | 0.62343 | 0.35042 | 0.41447 | 0.06293 | 2.7175 | 61.8759 | 0 | 35.2109 | 60.02 | 0 | 25.45 | 23.41 | 60.02 | 0 | 97.95 | 0
2017-05-02 07:36 | ED9_CZ04_2100_NGAS | v30 04 S21 G20 M01 | Proposed and Standard | PASS | 0 | 44.5287 | 141.383 | 4.1172 | 167.926 | 0 | 0 | 0 | 505.557 | 936.529 | 2025.88 | 119.621 | 3901.01 | 164.643 | 0 | 0 | 0 | 109.768 | 0 | 43.6697 | 0 | 0 | 318.081 | 0 | 0 | 0 | 0 | 0 | 0 | 0 | 0 | 0 | 0 | 18.88 | 0.51 | 2.22 | 0 | 10.44 | 0 | 7.54 | 17.2 | 27.7 | 1.66 | 86.15 | 32.05 | 141.383 | 4.1172 | 167.926 | 0 | 0 | 505.557 | 936.529 | 2025.88 | 119.621 | 3901.01 | 164.643 | 0 | 0 | 0 | 109.768 | 0 | 43.6697 | 0 | 0 | 318.081 | 0 | 0 | 0 | 0 | 0 | 0 | 0 | 0 | 0 | 0 | 18.88 | 0.51 | 2.22 | 0 | 10.44 | 7.54 | 17.2 | 27.7 | 1.66 | 86.15 | 32.05 | CA Residential 2019, Vers. 1.0 | CSE 0.831 EXE |  | MPCBECC | 0 | 0.025211 | 0.019175 | 0 | 0 | 0 | 0.13421 | 0.17307 | 0.30364 | 0.020387 | 0.6757 | 0.044386 | 0 | 0.025211 | 0.019175 | 0 | 0 | 0.13421 | 0.17307 | 0.30364 | 0.020387 | 0.6757 | 0.044386 | 0 | 0 | 0 | 0 | [9 empty] | 141.383 | 4.1172 | 167.926 | 0 | 0 | 0 | 505.557 | 936.529 | 2025.88 | 119.621 | 3901.01 | 164.643 | 0 | 0 | 0 | 109.768 | 0 | 43.6697 | 0 | 0 | 318.081 | 0 | 0 | 0 | 0 | 0 | 0 | 0 | 0 | 0 | 0 | 18.88 | 0.51 | 2.22 | 0 | 10.44 | 0 | 7.54 | 17.2 | 27.7 | 1.66 | 86.15 | 0 | 0.025211 | 0.019175 | 0 | 0 | 0 | 0.13421 | 0.17307 | 0.30364 | 0.020387 | 0.6757 | 376.04 | 158.879 | 167.926 | 0 | 0 | 2135 | 930.001 | 2637.81 | 297.5 | 6703.16 | 312.957 | 0 | 0 | 0 | 165.96 | 0 | 65.4 | 0 | 0 | 544.317 | 0 | 0 | 0 | 0 | 0 | 0 | 0 | 0 | 0 | 0 | 37.18 | 16.91 | 2.22 | 0 | 15.79 | 32.3 | 18.59 | 36.48 | 4.18 | 163.65 | 0 | 0.85813 | 0.019175 | 0 | 0 | 0.62343 | 0.11804 | 0.43196 | 0.06293 | 2.1137 | 44.5287 | 0 | 22.5254 | 4.43 | 27.62 | 4.43 | 27.62 | 4.43 | 27.62 | 23.64 | 48.46
2017-05-02 07:36 | ED9_CZ04_2700_ELEC | v30 04 S27 G20 M02 | Proposed and Standard | FAIL | -8.48 | 58.445 | 1870.57 | 40.2668 | 197.549 | 0 | 2888.3 | 0 | 615.745 | 2131.97 | 2371.31 | 151.515 | 10267.2 | 0 | 0 | 0 | 0 | 0 | 0 | 0 | 0 | 0 | 0 | 0 | 0 | 0 | 0 | 0 | 0 | 0 | 0 | 0 | 0 | 17.49 | 5.39 | 2.03 | 0 | 30.35 | 0 | 7.14 | 23.28 | 25.21 | 1.64 | 112.53 | 55.26 | 1982.04 | 41.9104 | 197.549 | 0 | 0 | 615.745 | 2131.24 | 2371.31 | 151.515 | 7491.3 | 0 | 0 | 0 | 0 | 0 | 0 | 0 | 0 | 0 | 0 | 0 | 0 | 0 | 0 | 12.3373 | 0 | 0 | 0 | 0 | 12.3373 | 18.53 | 5.8 | 2.03 | 0 | 20.42 | 7.14 | 23.28 | 25.21 | 1.64 | 104.05 | 46.78 | CA Residential 2019, Vers. 1.0 | CSE 0.831 EXE |  | MPCBECC | 0 | 0.25877 | 0.022558 | 0 | 0.30582 | 0 | 0.16346 | 0.30515 | 0.35412 | 0.025823 | 1.4357 | 0.58715 | 0 | 0.32882 | 0.022558 | 0 | 0 | 0.16346 | 0.30518 | 0.35412 | 0.025823 | 1.2 | 0.35137 | -0.23574 | -0.23577 | -8.1499 | -18.1274 | [9 empty] | 1870.57 | 40.2668 | 197.549 | 0 | 2888.3 | 0 | 615.745 | 2131.97 | 2371.31 | 151.515 | 10267.2 | 0 | 0 | 0 | 0 | 0 | 0 | 0 | 0 | 0 | 0 | 0 | 0 | 0 | 0 | 0 | 0 | 0 | 0 | 0 | 0 | 17.49 | 5.39 | 2.03 | 0 | 30.35 | 0 | 7.14 | 23.28 | 25.21 | 1.64 | 112.53 | 0 | 0.25877 | 0.022558 | 0 | 0.30582 | 0 | 0.16346 | 0.30515 | 0.35412 | 0.025823 | 1.4357 | 4295.99 | 324.791 | 197.549 | 0 | 3044.07 | 2615 | 2596 | 3146.01 | 327.5 | 16546.9 | 0 | 0 | 0 | 0 | 0 | 0 | 0 | 0 | 0 | 0 | 0 | 0 | 0 | 0 | 0 | 0 | 0 | 0 | 0 | 0 | 40.12 | 22.24 | 2.03 | 0 | 32.37 | 30.77 | 27.59 | 33.84 | 3.58 | 192.54 | 0 | 1.495 | 0.022558 | 0 | 0.27712 | 0.76359 | 0.38997 | 0.51519 | 0.069276 | 3.5328 | 58.445 | 0 | 33.9514 | 55.26 | 0 | 26.36 | 20.42 | 55.26 | 0 | 96.76 | 0
2017-05-02 07:36 | ED9_CZ04_2700_NGAS | v30 04 S27 G20 M01 | Proposed and Standard | PASS | 0 | 43.5606 | 153.481 | 42.551 | 197.549 | 0 | 0 | 0 | 615.745 | 1027.86 | 2371.31 | 151.515 | 4560.01 | 178.732 | 0 | 0 | 0 | 123.373 | 0 | 45.121 | 0 | 0 | 347.225 | 0 | 0 | 0 | 0 | 0 | 0 | 0 | 0 | 0 | 0 | 15.97 | 5.07 | 2.03 | 0 | 9.08 | 0 | 7.14 | 14.42 | 25.21 | 1.64 | 80.56 | 32.15 | 153.481 | 42.551 | 197.549 | 0 | 0 | 615.745 | 1027.86 | 2371.31 | 151.515 | 4560.01 | 178.732 | 0 | 0 | 0 | 123.373 | 0 | 45.121 | 0 | 0 | 347.225 | 0 | 0 | 0 | 0 | 0 | 0 | 0 | 0 | 0 | 0 | 15.97 | 5.07 | 2.03 | 0 | 9.08 | 7.14 | 14.42 | 25.21 | 1.64 | 80.56 | 32.15 | CA Residential 2019, Vers. 1.0 | CSE 0.831 EXE |  | MPCBECC | 0 | 0.31023 | 0.022558 | 0 | 0 | 0 | 0.16346 | 0.1681 | 0.35412 | 0.025823 | 1.0443 | 0.33278 | 0 | 0.31023 | 0.022558 | 0 | 0 | 0.16346 | 0.1681 | 0.35412 | 0.025823 | 1.0443 | 0.33278 | 0 | 0 | 0 | 0 | [9 empty] | 153.481 | 42.551 | 197.549 | 0 | 0 | 0 | 615.745 | 1027.86 | 2371.31 | 151.515 | 4560.01 | 178.732 | 0 | 0 | 0 | 123.373 | 0 | 45.121 | 0 | 0 | 347.225 | 0 | 0 | 0 | 0 | 0 | 0 | 0 | 0 | 0 | 0 | 15.97 | 5.07 | 2.03 | 0 | 9.08 | 0 | 7.14 | 14.42 | 25.21 | 1.64 | 80.56 | 0 | 0.31023 | 0.022558 | 0 | 0 | 0 | 0.16346 | 0.1681 | 0.35412 | 0.025823 | 1.0443 | 480.725 | 337.859 | 197.549 | 0 | 0 | 2615 | 989.001 | 3267.2 | 327.5 | 8214.83 | 400.081 | 0 | 0 | 0 | 179.765 | 0 | 73.4 | 0 | 0 | 653.246 | 0 | 0 | 0 | 0 | 0 | 0 | 0 | 0 | 0 | 0 | 36.96 | 22 | 2.03 | 0 | 13.24 | 30.77 | 15.67 | 35.14 | 3.58 | 159.39 | 0 | 1.5382 | 0.022558 | 0 | 0 | 0.76359 | 0.12681 | 0.53503 | 0.069276 | 3.0554 | 43.5606 | 0 | 22.6455 | 8.54 | 23.61 | 8.54 | 23.61 | 8.54 | 23.61 | 28.52 | 45.71
2017-05-02 07:36 | ED9_CZ04_6960_ELEC | v30 04 S69 G15 M02 | Proposed and Standard | FAIL | -24.9 | 78.0285 | 2513.2 | 665.636 | 785.772 | 0 | 15755.9 | 0 | 2033.7 | 12524.1 | 12062 | 433.914 | 46774.2 | 0 | 0 | 0 | 0 | 0 | 0 | 0 | 0 | 0 | 0 | 0 | 0 | 0 | 0 | 0 | 0 | 0 | 0 | 0 | 0 | 9.11 | 16.38 | 3.13 | 0 | 65.29 | 0 | 9.15 | 53.48 | 49.82 | 1.82 | 208.18 | 93.91 | 2643.13 | 609.946 | 785.772 | 0 | 0 | 2033.7 | 12517.3 | 12062 | 433.914 | 31085.7 | 0 | 0 | 0 | 0 | 0 | 0 | 0 | 0 | 0 | 0 | 0 | 0 | 0 | 0 | 66.1483 | 0 | 0 | 0 | 0 | 66.1483 | 9.58 | 13.79 | 3.13 | 0 | 42.51 | 9.15 | 53.47 | 49.82 | 1.82 | 183.27 | 69.01 | CA Residential 2019, Vers. 1.0 | CSE 0.831 EXE |  | MPCBECC | 0 | 2.5849 | 0.089726 | 0 | 2.4991 | 0 | 0.53989 | 2.0101 | 1.8235 | 0.073953 | 9.6212 | 5.1738 | 0 | 2.5189 | 0.089726 | 0 | 0 | 0.53989 | 2.0119 | 1.8235 | 0.073953 | 7.0578 | 2.6086 | -2.5633 | -2.5652 | -13.592 | -36.0817 | [9 empty] | 2513.2 | 665.636 | 785.772 | 0 | 15755.9 | 0 | 2033.7 | 12524.1 | 12062 | 433.914 | 46774.2 | 0 | 0 | 0 | 0 | 0 | 0 | 0 | 0 | 0 | 0 | 0 | 0 | 0 | 0 | 0 | 0 | 0 | 0 | 0 | 0 | 9.11 | 16.38 | 3.13 | 0 | 65.29 | 0 | 9.15 | 53.48 | 49.82 | 1.82 | 208.18 | 0 | 2.5849 | 0.089726 | 0 | 2.4991 | 0 | 0.53989 | 2.0101 | 1.8235 | 0.073953 | 9.6212 | 7286.93 | 1919.68 | 785.772 | 0 | 16600.1 | 5894.96 | 15077.5 | 10697.7 | 540.499 | 58803.2 | 0 | 0 | 0 | 0 | 0 | 0 | 0 | 0 | 0 | 0 | 0 | 0 | 0 | 0 | 0 | 0 | 0 | 0 | 0 | 0 | 26.41 | 31.23 | 3.13 | 0 | 70.25 | 26.91 | 61.94 | 44.64 | 2.29 | 266.8 | 0 | 5.4574 | 0.089726 | 0 | 2.9093 | 1.7213 | 2.2058 | 1.7518 | 0.11433 | 14.2497 | 78.0285 | 0 | 39.0667 | 93.91 | 0 | 26.5 | 42.51 | 93.91 | 0 | 131.02 | 0
2017-05-02 07:36 | ED9_CZ04_6960_NGAS | v30 04 S69 G15 M01 | Proposed and Standard | PASS | 0 | 54.4866 | 151.275 | 625.691 | 785.772 | 0 | 0 | 0 | 2033.7 | 5458.18 | 12062 | 433.914 | 21550.5 | 176.163 | 0 | 0 | 0 | 661.483 | 0 | 287.954 | 0 | 0 | 1125.6 | 0 | 0 | 0 | 0 | 0 | 0 | 0 | 0 | 0 | 0 | 6.14 | 13.04 | 3.13 | 0 | 18.9 | 0 | 9.15 | 31.17 | 49.82 | 1.82 | 133.17 | 41.21 | 151.275 | 625.691 | 785.772 | 0 | 0 | 2033.7 | 5458.18 | 12062 | 433.914 | 21550.5 | 176.163 | 0 | 0 | 0 | 661.483 | 0 | 287.954 | 0 | 0 | 1125.6 | 0 | 0 | 0 | 0 | 0 | 0 | 0 | 0 | 0 | 0 | 6.14 | 13.04 | 3.13 | 0 | 18.9 | 9.15 | 31.17 | 49.82 | 1.82 | 133.17 | 41.21 | CA Residential 2019, Vers. 1.0 | CSE 0.831 EXE |  | MPCBECC | 0 | 2.504 | 0.089726 | 0 | 0 | 0 | 0.53989 | 0.99524 | 1.8235 | 0.073953 | 6.0263 | 2.5938 | 0 | 2.504 | 0.089726 | 0 | 0 | 0.53989 | 0.99524 | 1.8235 | 0.073953 | 6.0263 | 2.5938 | 0 | 0 | 0 | 0 | [9 empty] | 151.275 | 625.691 | 785.772 | 0 | 0 | 0 | 2033.7 | 5458.18 | 12062 | 433.914 | 21550.5 | 176.163 | 0 | 0 | 0 | 661.483 | 0 | 287.954 | 0 | 0 | 1125.6 | 0 | 0 | 0 | 0 | 0 | 0 | 0 | 0 | 0 | 0 | 6.14 | 13.04 | 3.13 | 0 | 18.9 | 0 | 9.15 | 31.17 | 49.82 | 1.82 | 133.17 | 0 | 2.504 | 0.089726 | 0 | 0 | 0 | 0.53989 | 0.99524 | 1.8235 | 0.073953 | 6.0263 | 803.607 | 1807.1 | 785.772 | 0 | 0 | 5894.96 | 6547.68 | 10697.7 | 540.499 | 27077.4 | 668.798 | 0 | 0 | 0 | 1111.18 | 0 | 291.124 | 0 | 0 | 2071.1 | 0 | 0 | 0 | 0 | 0 | 0 | 0 | 0 | 0 | 0 | 24.05 | 29.63 | 3.13 | 0 | 31.76 | 26.91 | 34.6 | 44.64 | 2.29 | 197.01 | 0 | 5.2022 | 0.089726 | 0 | 0 | 1.7213 | 0.80892 | 1.7518 | 0.11433 | 9.6884 | 54.4866 | 0 | 25.4369 | 16.72 | 24.49 | 16.72 | 24.49 | 16.72 | 24.49 | 35.67 | 52.9
2017-05-02 07:36 | ED9_CZ05_2100_ELEC | v30 05 S21 G20 M02 | Proposed and Standard | FAIL | -12.45 | 62.9399 | 1210.69 | 0 | 164.947 | 0 | 2776.4 | 0 | 505.557 | 1995.73 | 2025.88 | 119.621 | 8798.83 | 0 | 0 | 0 | 0 | 0 | 0 | 0 | 0 | 0 | 0 | 0 | 0 | 0 | 0 | 0 | 0 | 0 | 0 | 0 | 0 | 14.84 | 0 | 2.19 | 0 | 39.26 | 0 | 7.75 | 28.58 | 28 | 1.71 | 122.33 | 56.29 | 1353.5 | 0 | 164.947 | 0 | 0 | 505.557 | 1995.21 | 2025.88 | 119.621 | 6164.72 | 0 | 0 | 0 | 0 | 0 | 0 | 0 | 0 | 0 | 0 | 0 | 0 | 0 | 0 | 11.7921 | 0 | 0 | 0 | 0 | 11.7921 | 16.58 | 0 | 2.19 | 0 | 25.07 | 7.75 | 28.57 | 28 | 1.71 | 109.87 | 43.84 | CA Residential 2019, Vers. 1.0 | CSE 0.831 EXE |  | MPCBECC | 0 | 0 | 0.018835 | 0 | 0.45498 | 0 | 0.13421 | 0.35247 | 0.30364 | 0.020387 | 1.2845 | 0.47381 | 0 | 0 | 0.018835 | 0 | 0 | 0.13421 | 0.35242 | 0.30364 | 0.020387 | 0.82949 | 0.018835 | -0.45503 | -0.45498 | -11.3407 | -28.3987 | [9 empty] | 1210.69 | 0 | 164.947 | 0 | 2776.4 | 0 | 505.557 | 1995.73 | 2025.88 | 119.621 | 8798.83 | 0 | 0 | 0 | 0 | 0 | 0 | 0 | 0 | 0 | 0 | 0 | 0 | 0 | 0 | 0 | 0 | 0 | 0 | 0 | 0 | 14.84 | 0 | 2.19 | 0 | 39.26 | 0 | 7.75 | 28.58 | 28 | 1.71 | 122.33 | 0 | 0 | 0.018835 | 0 | 0.45498 | 0 | 0.13421 | 0.35247 | 0.30364 | 0.020387 | 1.2845 | 3713.75 | 0 | 164.947 | 0 | 2931.59 | 2135 | 2349 | 2531 | 297.5 | 14122.8 | 0 | 0 | 0 | 0 | 0 | 0 | 0 | 0 | 0 | 0 | 0 | 0 | 0 | 0 | 0 | 0 | 0 | 0 | 0 | 0 | 46.02 | 0 | 2.19 | 0 | 41.25 | 32.87 | 32.26 | 35.23 | 4.54 | 194.36 | 4.1225e-15 | 0 | 0.018835 | 0 | 0.47892 | 0.62343 | 0.35042 | 0.41447 | 0.06293 | 1.949 | 62.9399 | 0 | 35.3056 | 56.29 | 0 | 18.77 | 25.07 | 56.29 | 0 | 89.46 | 0
2017-05-02 07:36 | ED9_CZ05_2100_NGAS | v30 05 S21 G20 M01 | Proposed and Standard | PASS | 0 | 42.9248 | 89.7637 | 0 | 164.947 | 0 | 0 | 0 | 505.557 | 920.219 | 2025.88 | 119.621 | 3825.99 | 104.537 | 0 | 0 | 0 | 117.921 | 0 | 43.6697 | 0 | 0 | 266.128 | 0 | 0 | 0 | 0 | 0 | 0 | 0 | 0 | 0 | 0 | 11.97 | 0 | 2.19 | 0 | 11.17 | 0 | 7.75 | 17.17 | 28 | 1.71 | 79.96 | 25.33 | 89.7637 | 0 | 164.947 | 0 | 0 | 505.557 | 920.219 | 2025.88 | 119.621 | 3825.99 | 104.537 | 0 | 0 | 0 | 117.921 | 0 | 43.6697 | 0 | 0 | 266.128 | 0 | 0 | 0 | 0 | 0 | 0 | 0 | 0 | 0 | 0 | 11.97 | 0 | 2.19 | 0 | 11.17 | 7.75 | 17.17 | 28 | 1.71 | 79.96 | 25.33 | CA Residential 2019, Vers. 1.0 | CSE 0.831 EXE |  | MPCBECC | 0 | 0 | 0.018835 | 0 | 0 | 0 | 0.13421 | 0.16614 | 0.30364 | 0.020387 | 0.64322 | 0.018835 | 0 | 0 | 0.018835 | 0 | 0 | 0.13421 | 0.16614 | 0.30364 | 0.020387 | 0.64322 | 0.018835 | 0 | 0 | 0 | 0 | [9 empty] | 89.7637 | 0 | 164.947 | 0 | 0 | 0 | 505.557 | 920.219 | 2025.88 | 119.621 | 3825.99 | 104.537 | 0 | 0 | 0 | 117.921 | 0 | 43.6697 | 0 | 0 | 266.128 | 0 | 0 | 0 | 0 | 0 | 0 | 0 | 0 | 0 | 0 | 11.97 | 0 | 2.19 | 0 | 11.17 | 0 | 7.75 | 17.17 | 28 | 1.71 | 79.96 | 0 | 0 | 0.018835 | 0 | 0 | 0 | 0.13421 | 0.16614 | 0.30364 | 0.020387 | 0.64322 | 431.685 | 0 | 164.947 | 0 | 0 | 2135 | 930.001 | 2637.81 | 297.5 | 6596.95 | 359.288 | 0 | 0 | 0 | 174.023 | 0 | 65.4 | 0 | 0 | 598.711 | 0 | 0 | 0 | 0 | 0 | 0 | 0 | 0 | 0 | 0 | 41.85 | 0 | 2.19 | 0 | 16.48 | 32.87 | 18.66 | 36.72 | 4.54 | 153.31 | 4.5837e-16 | 0 | 0.018835 | 0 | 0 | 0.62343 | 0.11804 | 0.43196 | 0.06293 | 1.2552 | 42.9248 | 0 | 20.7806 | 3.31 | 22.02 | 3.31 | 22.02 | 3.31 | 22.02 | 7.54 | 52.98
2017-05-02 07:36 | ED9_CZ05_2700_ELEC | v30 05 S27 G20 M02 | Proposed and Standard | FAIL | -9.35 | 57.1299 | 1022.48 | 0.61655 | 192.386 | 0 | 3102.59 | 0 | 615.745 | 2116.82 | 2371.31 | 151.515 | 9573.46 | 0 | 0 | 0 | 0 | 0 | 0 | 0 | 0 | 0 | 0 | 0 | 0 | 0 | 0 | 0 | 0 | 0 | 0 | 0 | 0 | 9.78 | 0.05 | 1.99 | 0 | 32.03 | 0 | 7.34 | 22.65 | 25.48 | 1.68 | 101 | 43.85 | 1105.98 | 0.69663 | 192.386 | 0 | 0 | 615.745 | 2115.97 | 2371.31 | 151.515 | 6553.6 | 0 | 0 | 0 | 0 | 0 | 0 | 0 | 0 | 0 | 0 | 0 | 0 | 0 | 0 | 13.2684 | 0 | 0 | 0 | 0 | 13.2684 | 10.57 | 0.05 | 1.99 | 0 | 21.89 | 7.34 | 22.64 | 25.48 | 1.68 | 91.64 | 34.5 | CA Residential 2019, Vers. 1.0 | CSE 0.831 EXE |  | MPCBECC | 0 | 0.0010172 | 0.021968 | 0 | 0.26017 | 0 | 0.16346 | 0.2977 | 0.35412 | 0.025823 | 1.1243 | 0.28316 | 0 | 0.0011709 | 0.021968 | 0 | 0 | 0.16346 | 0.29762 | 0.35412 | 0.025823 | 0.86416 | 0.023139 | -0.2601 | -0.26002 | -10.2139 | -27.1014 | [9 empty] | 1022.48 | 0.61655 | 192.386 | 0 | 3102.59 | 0 | 615.745 | 2116.82 | 2371.31 | 151.515 | 9573.46 | 0 | 0 | 0 | 0 | 0 | 0 | 0 | 0 | 0 | 0 | 0 | 0 | 0 | 0 | 0 | 0 | 0 | 0 | 0 | 0 | 9.78 | 0.05 | 1.99 | 0 | 32.03 | 0 | 7.34 | 22.65 | 25.48 | 1.68 | 101 | 0 | 0.0010172 | 0.021968 | 0 | 0.26017 | 0 | 0.16346 | 0.2977 | 0.35412 | 0.025823 | 1.1243 | 4559.47 | 0 | 192.386 | 0 | 3270.91 | 2615 | 2596 | 3146.01 | 327.5 | 16707.3 | 0 | 0 | 0 | 0 | 0 | 0 | 0 | 0 | 0 | 0 | 0 | 0 | 0 | 0 | 0 | 0 | 0 | 0 | 0 | 0 | 43.73 | 0 | 1.99 | 0 | 34.07 | 31.31 | 27.75 | 34.06 | 3.88 | 176.79 | 3.7875e-15 | 0 | 0.021968 | 0 | 0.29347 | 0.76359 | 0.38997 | 0.51519 | 0.069276 | 2.0535 | 57.1299 | 0 | 30.8784 | 43.85 | 0 | 12.61 | 21.89 | 43.85 | 0 | 79.79 | 0
2017-05-02 07:36 | ED9_CZ05_2700_NGAS | v30 05 S27 G20 M01 | Proposed and Standard | PASS | 0 | 40.0169 | 72.057 | 0.88871 | 192.386 | 0 | 0 | 0 | 615.745 | 1013.08 | 2371.31 | 151.515 | 4416.98 | 83.9165 | 0 | 0 | 0 | 132.684 | 0 | 45.121 | 0 | 0 | 261.721 | 0 | 0 | 0 | 0 | 0 | 0 | 0 | 0 | 0 | 0 | 7.49 | 0.06 | 1.99 | 0 | 9.73 | 0 | 7.34 | 14.26 | 25.48 | 1.68 | 68.03 | 19.27 | 72.057 | 0.88871 | 192.386 | 0 | 0 | 615.745 | 1013.08 | 2371.31 | 151.515 | 4416.98 | 83.9165 | 0 | 0 | 0 | 132.684 | 0 | 45.121 | 0 | 0 | 261.721 | 0 | 0 | 0 | 0 | 0 | 0 | 0 | 0 | 0 | 0 | 7.49 | 0.06 | 1.99 | 0 | 9.73 | 7.34 | 14.26 | 25.48 | 1.68 | 68.03 | 19.27 | CA Residential 2019, Vers. 1.0 | CSE 0.831 EXE |  | MPCBECC | 0 | 0.0013554 | 0.021968 | 0 | 0 | 0 | 0.16346 | 0.16047 | 0.35412 | 0.025823 | 0.7272 | 0.023324 | 0 | 0.0013554 | 0.021968 | 0 | 0 | 0.16346 | 0.16047 | 0.35412 | 0.025823 | 0.7272 | 0.023324 | 1.3813e-09 | 0 | 0 | 0 | [9 empty] | 72.057 | 0.88871 | 192.386 | 0 | 0 | 0 | 615.745 | 1013.08 | 2371.31 | 151.515 | 4416.98 | 83.9165 | 0 | 0 | 0 | 132.684 | 0 | 45.121 | 0 | 0 | 261.721 | 0 | 0 | 0 | 0 | 0 | 0 | 0 | 0 | 0 | 0 | 7.49 | 0.06 | 1.99 | 0 | 9.73 | 0 | 7.34 | 14.26 | 25.48 | 1.68 | 68.03 | 0 | 0.0013554 | 0.021968 | 0 | 0 | 0 | 0.16346 | 0.16047 | 0.35412 | 0.025823 | 0.7272 | 525.66 | 0 | 192.386 | 0 | 0 | 2615 | 989.001 | 3267.2 | 327.5 | 7916.74 | 437.502 | 0 | 0 | 0 | 188.804 | 0 | 73.4 | 0 | 0 | 699.706 | 0 | 0 | 0 | 0 | 0 | 0 | 0 | 0 | 0 | 0 | 39.65 | 0 | 1.99 | 0 | 13.84 | 31.31 | 15.73 | 35.37 | 3.88 | 141.77 | 4.1767e-16 | 0 | 0.021968 | 0 | 0 | 0.76359 | 0.12681 | 0.53503 | 0.069276 | 1.5167 | 40.0169 | 0 | 18.2232 | 2.75 | 16.52 | 2.75 | 16.52 | 2.75 | 16.52 | 7.04 | 48.44
2017-05-02 07:36 | ED9_CZ05_6960_ELEC | v30 05 S69 G15 M02 | Proposed and Standard | FAIL | -25.34 | 80.8137 | 1343.75 | 237.556 | 785.772 | 0 | 16863.3 | 0 | 2033.7 | 12551.3 | 12062 | 433.914 | 46311.2 | 0 | 0 | 0 | 0 | 0 | 0 | 0 | 0 | 0 | 0 | 0 | 0 | 0 | 0 | 0 | 0 | 0 | 0 | 0 | 0 | 4.99 | 3.33 | 3.15 | 0 | 71.26 | 0 | 9.41 | 52.66 | 50.37 | 1.87 | 197.04 | 82.73 | 1440.89 | 211.106 | 785.772 | 0 | 0 | 2033.7 | 12540.3 | 12062 | 433.914 | 29507.6 | 0 | 0 | 0 | 0 | 0 | 0 | 0 | 0 | 0 | 0 | 0 | 0 | 0 | 0 | 71.0977 | 0 | 0 | 0 | 0 | 71.0977 | 5.35 | 3.34 | 3.15 | 0 | 45.55 | 9.41 | 52.62 | 50.37 | 1.87 | 171.66 | 57.39 | CA Residential 2019, Vers. 1.0 | CSE 0.831 EXE |  | MPCBECC | 0 | 0.66226 | 0.089726 | 0 | 2.4733 | 0 | 0.53989 | 2.0008 | 1.8235 | 0.073953 | 7.6634 | 3.2253 | 0 | 0.72591 | 0.089726 | 0 | 0 | 0.53989 | 2.0003 | 1.8235 | 0.073953 | 5.2532 | 0.81563 | -2.4102 | -2.4097 | -14.785 | -44.154 | [9 empty] | 1343.75 | 237.556 | 785.772 | 0 | 16863.3 | 0 | 2033.7 | 12551.3 | 12062 | 433.914 | 46311.2 | 0 | 0 | 0 | 0 | 0 | 0 | 0 | 0 | 0 | 0 | 0 | 0 | 0 | 0 | 0 | 0 | 0 | 0 | 0 | 0 | 4.99 | 3.33 | 3.15 | 0 | 71.26 | 0 | 9.41 | 52.66 | 50.37 | 1.87 | 197.04 | 0 | 0.66226 | 0.089726 | 0 | 2.4733 | 0 | 0.53989 | 2.0008 | 1.8235 | 0.073953 | 7.6634 | 7391.31 | 8.8799 | 785.772 | 0 | 17791.6 | 5894.96 | 15077.5 | 10697.7 | 540.499 | 58188.3 | 0 | 0 | 0 | 0 | 0 | 0 | 0 | 0 | 0 | 0 | 0 | 0 | 0 | 0 | 0 | 0 | 0 | 0 | 0 | 0 | 27.27 | 0.26 | 3.15 | 0 | 76.04 | 27.38 | 62.3 | 44.93 | 2.49 | 243.82 | 0 | 0.035565 | 0.089726 | 0 | 2.8323 | 1.7213 | 2.2058 | 1.7518 | 0.11433 | 8.7508 | 80.8137 | 0 | 40.4315 | 82.73 | 0 | 11.84 | 45.55 | 82.73 | 0 | 106.72 | 0
2017-05-02 07:36 | ED9_CZ05_6960_NGAS | v30 05 S69 G15 M01 | Proposed and Standard | PASS | 0 | 54.6175 | 51.2438 | 223.303 | 785.772 | 0 | 0 | 0 | 2033.7 | 5485.86 | 12062 | 433.914 | 21075.8 | 59.6777 | 0 | 0 | 0 | 710.977 | 0 | 287.954 | 0 | 0 | 1058.61 | 0 | 0 | 0 | 0 | 0 | 0 | 0 | 0 | 0 | 0 | 2.07 | 3.47 | 3.15 | 0 | 20.23 | 0 | 9.41 | 31.29 | 50.37 | 1.87 | 121.86 | 28.92 | 51.2438 | 223.303 | 785.772 | 0 | 0 | 2033.7 | 5485.86 | 12062 | 433.914 | 21075.8 | 59.6777 | 0 | 0 | 0 | 710.977 | 0 | 287.954 | 0 | 0 | 1058.61 | 0 | 0 | 0 | 0 | 0 | 0 | 0 | 0 | 0 | 0 | 2.07 | 3.47 | 3.15 | 0 | 20.23 | 9.41 | 31.29 | 50.37 | 1.87 | 121.86 | 28.92 | CA Residential 2019, Vers. 1.0 | CSE 0.831 EXE |  | MPCBECC | 0 | 0.75707 | 0.089726 | 0 | 0 | 0 | 0.53989 | 0.98321 | 1.8235 | 0.073953 | 4.2673 | 0.8468 | 0 | 0.75707 | 0.089726 | 0 | 0 | 0.53989 | 0.98321 | 1.8235 | 0.073953 | 4.2673 | 0.8468 | 0 | 0 | 0 | 0 | [9 empty] | 51.2438 | 223.303 | 785.772 | 0 | 0 | 0 | 2033.7 | 5485.86 | 12062 | 433.914 | 21075.8 | 59.6777 | 0 | 0 | 0 | 710.977 | 0 | 287.954 | 0 | 0 | 1058.61 | 0 | 0 | 0 | 0 | 0 | 0 | 0 | 0 | 0 | 0 | 2.07 | 3.47 | 3.15 | 0 | 20.23 | 0 | 9.41 | 31.29 | 50.37 | 1.87 | 121.86 | 0 | 0.75707 | 0.089726 | 0 | 0 | 0 | 0.53989 | 0.98321 | 1.8235 | 0.073953 | 4.2673 | 838.243 | 6.267 | 785.772 | 0 | 0 | 5894.96 | 6547.68 | 10697.7 | 540.499 | 25311.2 | 697.662 | 0 | 0 | 0 | 1162.01 | 0 | 291.124 | 0 | 0 | 2150.8 | 0 | 0 | 0 | 0 | 0 | 0 | 0 | 0 | 0 | 0 | 24.71 | 0.18 | 3.15 | 0 | 33.07 | 27.38 | 34.74 | 44.93 | 2.49 | 170.65 | 0 | 0.027637 | 0.089726 | 0 | 0 | 1.7213 | 0.80892 | 1.7518 | 0.11433 | 4.5138 | 54.6175 | 0 | 23.8397 | 6.81 | 22.11 | 6.81 | 22.11 | 6.81 | 22.11 | 6.42 | 54.69
2017-05-02 07:36 | ED9_CZ06_2100_ELEC | v30 06 S21 G20 M02 | Proposed and Standard | FAIL | -8.7 | 68.6222 | 745.664 | 20.3263 | 170.16 | 0 | 2469.1 | 0 | 505.557 | 2026.51 | 2025.88 | 119.621 | 8082.82 | 0 | 0 | 0 | 0 | 0 | 0 | 0 | 0 | 0 | 0 | 0 | 0 | 0 | 0 | 0 | 0 | 0 | 0 | 0 | 0 | 8.73 | 2.23 | 2.19 | 0 | 32.37 | 0 | 7.31 | 28.23 | 27.03 | 1.63 | 109.72 | 45.52 | 820.339 | 23.8854 | 170.16 | 0 | 0 | 505.557 | 2026.01 | 2025.88 | 119.621 | 5691.45 | 0 | 0 | 0 | 0 | 0 | 0 | 0 | 0 | 0 | 0 | 0 | 0 | 0 | 0 | 10.4752 | 0 | 0 | 0 | 0 | 10.4752 | 9.6 | 2.72 | 2.19 | 0 | 22.31 | 7.31 | 28.22 | 27.03 | 1.63 | 101.01 | 36.82 | CA Residential 2019, Vers. 1.0 | CSE 0.831 EXE |  | MPCBECC | 0 | 0.12145 | 0.01943 | 0 | 0.37311 | 0 | 0.13421 | 0.35705 | 0.30364 | 0.020387 | 1.3293 | 0.51399 | 0 | 0.17793 | 0.01943 | 0 | 0 | 0.13421 | 0.35705 | 0.30364 | 0.020387 | 1.0127 | 0.19736 | -0.31663 | -0.31663 | -8.6229 | -23.6285 | [9 empty] | 745.664 | 20.3263 | 170.16 | 0 | 2469.1 | 0 | 505.557 | 2026.51 | 2025.88 | 119.621 | 8082.82 | 0 | 0 | 0 | 0 | 0 | 0 | 0 | 0 | 0 | 0 | 0 | 0 | 0 | 0 | 0 | 0 | 0 | 0 | 0 | 0 | 8.73 | 2.23 | 2.19 | 0 | 32.37 | 0 | 7.31 | 28.23 | 27.03 | 1.63 | 109.72 | 0 | 0.12145 | 0.01943 | 0 | 0.37311 | 0 | 0.13421 | 0.35705 | 0.30364 | 0.020387 | 1.3293 | 1407.87 | 85.0775 | 170.16 | 0 | 2606.7 | 2135 | 2349 | 2531 | 297.5 | 11582.3 | 0 | 0 | 0 | 0 | 0 | 0 | 0 | 0 | 0 | 0 | 0 | 0 | 0 | 0 | 0 | 0 | 0 | 0 | 0 | 0 | 16.47 | 6.26 | 2.19 | 0 | 34.12 | 31.2 | 31.23 | 34.09 | 4.33 | 159.89 | 0 | 0.29075 | 0.01943 | 0 | 0.38694 | 0.62343 | 0.35042 | 0.41447 | 0.06293 | 2.1484 | 68.6222 | 0 | 37.6134 | 45.52 | 0 | 14.51 | 22.31 | 45.52 | 0 | 59.04 | 0
2017-05-02 07:36 | ED9_CZ06_2100_NGAS | v30 06 S21 G20 M01 | Proposed and Standard | PASS | 0 | 50.0856 | 63.7695 | 24.7246 | 170.16 | 0 | 0 | 0 | 505.557 | 952.139 | 2025.88 | 119.621 | 3861.85 | 74.2593 | 0 | 0 | 0 | 104.752 | 0 | 43.6697 | 0 | 0 | 222.681 | 0 | 0 | 0 | 0 | 0 | 0 | 0 | 0 | 0 | 0 | 8.63 | 2.8 | 2.19 | 0 | 10 | 0 | 7.31 | 17.2 | 27.03 | 1.63 | 76.79 | 23.62 | 63.7695 | 24.7246 | 170.16 | 0 | 0 | 505.557 | 952.139 | 2025.88 | 119.621 | 3861.85 | 74.2593 | 0 | 0 | 0 | 104.752 | 0 | 43.6697 | 0 | 0 | 222.681 | 0 | 0 | 0 | 0 | 0 | 0 | 0 | 0 | 0 | 0 | 8.63 | 2.8 | 2.19 | 0 | 10 | 7.31 | 17.2 | 27.03 | 1.63 | 76.79 | 23.62 | CA Residential 2019, Vers. 1.0 | CSE 0.831 EXE |  | MPCBECC | 0 | 0.18244 | 0.01943 | 0 | 0 | 0 | 0.13421 | 0.17076 | 0.30364 | 0.020387 | 0.83088 | 0.20187 | 0 | 0.18244 | 0.01943 | 0 | 0 | 0.13421 | 0.17076 | 0.30364 | 0.020387 | 0.83088 | 0.20187 | 0 | 0 | 0 | 0 | [9 empty] | 63.7695 | 24.7246 | 170.16 | 0 | 0 | 0 | 505.557 | 952.139 | 2025.88 | 119.621 | 3861.85 | 74.2593 | 0 | 0 | 0 | 104.752 | 0 | 43.6697 | 0 | 0 | 222.681 | 0 | 0 | 0 | 0 | 0 | 0 | 0 | 0 | 0 | 0 | 8.63 | 2.8 | 2.19 | 0 | 10 | 0 | 7.31 | 17.2 | 27.03 | 1.63 | 76.79 | 0 | 0.18244 | 0.01943 | 0 | 0 | 0 | 0.13421 | 0.17076 | 0.30364 | 0.020387 | 0.83088 | 166.799 | 92.2861 | 170.16 | 0 | 0 | 2135 | 930.001 | 2637.81 | 297.5 | 6429.56 | 138.815 | 0 | 0 | 0 | 161.156 | 0 | 65.4 | 0 | 0 | 365.371 | 0 | 0 | 0 | 0 | 0 | 0 | 0 | 0 | 0 | 0 | 16.64 | 6.62 | 2.19 | 0 | 15.38 | 31.2 | 18.3 | 35.53 | 4.33 | 130.19 | 0 | 0.3063 | 0.01943 | 0 | 0 | 0.62343 | 0.11804 | 0.43196 | 0.06293 | 1.5621 | 50.0856 | 0 | 23.4285 | 5.74 | 17.88 | 5.74 | 17.88 | 5.74 | 17.88 | 10.76 | 30.07
2017-05-02 07:36 | ED9_CZ06_2700_ELEC | v30 06 S27 G20 M02 | Proposed and Standard | FAIL | -6.97 | 64.2206 | 829.289 | 50.148 | 201.423 | 0 | 2758.71 | 0 | 615.745 | 2148.33 | 2371.31 | 151.515 | 9126.46 | 0 | 0 | 0 | 0 | 0 | 0 | 0 | 0 | 0 | 0 | 0 | 0 | 0 | 0 | 0 | 0 | 0 | 0 | 0 | 0 | 7.55 | 3.74 | 2.02 | 0 | 27.27 | 0 | 6.92 | 22.03 | 24.6 | 1.61 | 95.74 | 40.58 | 880.063 | 54.4969 | 201.423 | 0 | 0 | 615.745 | 2147.57 | 2371.31 | 151.515 | 6422.12 | 0 | 0 | 0 | 0 | 0 | 0 | 0 | 0 | 0 | 0 | 0 | 0 | 0 | 0 | 11.7785 | 0 | 0 | 0 | 0 | 11.7785 | 8.02 | 4.1 | 2.02 | 0 | 19.47 | 6.92 | 22.02 | 24.6 | 1.61 | 88.76 | 33.61 | CA Residential 2019, Vers. 1.0 | CSE 0.831 EXE |  | MPCBECC | 0 | 0.24808 | 0.023 | 0 | 0.28094 | 0 | 0.16346 | 0.30206 | 0.35412 | 0.025823 | 1.3975 | 0.55202 | 0 | 0.3302 | 0.023 | 0 | 0 | 0.16346 | 0.30209 | 0.35412 | 0.025823 | 1.1987 | 0.3532 | -0.19879 | -0.19883 | -7.8639 | -20.7379 | [9 empty] | 829.289 | 50.148 | 201.423 | 0 | 2758.71 | 0 | 615.745 | 2148.33 | 2371.31 | 151.515 | 9126.46 | 0 | 0 | 0 | 0 | 0 | 0 | 0 | 0 | 0 | 0 | 0 | 0 | 0 | 0 | 0 | 0 | 0 | 0 | 0 | 0 | 7.55 | 3.74 | 2.02 | 0 | 27.27 | 0 | 6.92 | 22.03 | 24.6 | 1.61 | 95.74 | 0 | 0.24808 | 0.023 | 0 | 0.28094 | 0 | 0.16346 | 0.30206 | 0.35412 | 0.025823 | 1.3975 | 1811.53 | 168.455 | 201.423 | 0 | 2907.02 | 2615 | 2596 | 3146.01 | 327.5 | 13772.9 | 0 | 0 | 0 | 0 | 0 | 0 | 0 | 0 | 0 | 0 | 0 | 0 | 0 | 0 | 0 | 0 | 0 | 0 | 0 | 0 | 16.48 | 8.47 | 2.02 | 0 | 28.87 | 29.72 | 26.87 | 32.95 | 3.7 | 149.08 | 0 | 0.47809 | 0.023 | 0 | 0.27976 | 0.76359 | 0.38997 | 0.51519 | 0.069276 | 2.5189 | 64.2206 | 0 | 34.6458 | 40.58 | 0 | 14.14 | 19.47 | 40.58 | 0 | 55.84 | 0
2017-05-02 07:36 | ED9_CZ06_2700_NGAS | v30 06 S27 G20 M01 | Proposed and Standard | PASS | 0 | 48.5932 | 68.7799 | 56.003 | 201.423 | 0 | 0 | 0 | 615.745 | 1045.21 | 2371.31 | 151.515 | 4509.98 | 80.0939 | 0 | 0 | 0 | 117.785 | 0 | 45.121 | 0 | 0 | 243 | 0 | 0 | 0 | 0 | 0 | 0 | 0 | 0 | 0 | 0 | 7.24 | 4.18 | 2.02 | 0 | 8.7 | 0 | 6.92 | 14.19 | 24.6 | 1.61 | 69.46 | 22.14 | 68.7798 | 56.003 | 201.423 | 0 | 0 | 615.745 | 1045.21 | 2371.31 | 151.515 | 4509.98 | 80.0938 | 0 | 0 | 0 | 117.785 | 0 | 45.121 | 0 | 0 | 243 | 0 | 0 | 0 | 0 | 0 | 0 | 0 | 0 | 0 | 0 | 7.24 | 4.18 | 2.02 | 0 | 8.7 | 6.92 | 14.19 | 24.6 | 1.61 | 69.46 | 22.14 | CA Residential 2019, Vers. 1.0 | CSE 0.831 EXE |  | MPCBECC | 0 | 0.33513 | 0.023 | 0 | 0 | 0 | 0.16346 | 0.16494 | 0.35412 | 0.025823 | 1.0665 | 0.35813 | 0 | 0.33513 | 0.023 | 0 | 0 | 0.16346 | 0.16494 | 0.35412 | 0.025823 | 1.0665 | 0.35813 | 0 | 0 | 0 | 0 | [9 empty] | 68.7799 | 56.003 | 201.423 | 0 | 0 | 0 | 615.745 | 1045.21 | 2371.31 | 151.515 | 4509.98 | 80.0939 | 0 | 0 | 0 | 117.785 | 0 | 45.121 | 0 | 0 | 243 | 0 | 0 | 0 | 0 | 0 | 0 | 0 | 0 | 0 | 0 | 7.24 | 4.18 | 2.02 | 0 | 8.7 | 0 | 6.92 | 14.19 | 24.6 | 1.61 | 69.46 | 0 | 0.33513 | 0.023 | 0 | 0 | 0 | 0.16346 | 0.16494 | 0.35412 | 0.025823 | 1.0665 | 215.11 | 177.26 | 201.423 | 0 | 0 | 2615 | 989.001 | 3267.2 | 327.5 | 7792.49 | 179.021 | 0 | 0 | 0 | 174.49 | 0 | 73.4 | 0 | 0 | 426.911 | 0 | 0 | 0 | 0 | 0 | 0 | 0 | 0 | 0 | 0 | 16.68 | 8.77 | 2.02 | 0 | 12.89 | 29.72 | 15.43 | 34.22 | 3.7 | 123.43 | 0 | 0.494 | 0.023 | 0 | 0 | 0.76359 | 0.12681 | 0.53503 | 0.069276 | 2.0117 | 48.5932 | 0 | 22.6316 | 6.83 | 15.31 | 6.83 | 15.31 | 6.83 | 15.31 | 12.75 | 27.61
2017-05-02 07:36 | ED9_CZ06_6960_ELEC | v30 06 S69 G15 M02 | Proposed and Standard | FAIL | -19.38 | 83.5157 | 615.678 | 677.511 | 785.772 | 0 | 15080.8 | 0 | 2033.7 | 12601.6 | 12062 | 433.914 | 44290.9 | 0 | 0 | 0 | 0 | 0 | 0 | 0 | 0 | 0 | 0 | 0 | 0 | 0 | 0 | 0 | 0 | 0 | 0 | 0 | 0 | 2.17 | 11.22 | 3.05 | 0 | 59.08 | 0 | 8.87 | 51.39 | 48.62 | 1.79 | 186.19 | 75.52 | 675.082 | 631.045 | 785.772 | 0 | 0 | 2033.7 | 12591.3 | 12062 | 433.914 | 29212.8 | 0 | 0 | 0 | 0 | 0 | 0 | 0 | 0 | 0 | 0 | 0 | 0 | 0 | 0 | 63.193 | 0 | 0 | 0 | 0 | 63.193 | 2.38 | 10.16 | 3.05 | 0 | 40.55 | 8.87 | 51.36 | 48.62 | 1.79 | 166.78 | 56.14 | CA Residential 2019, Vers. 1.0 | CSE 0.831 EXE |  | MPCBECC | 0 | 1.7116 | 0.089726 | 0 | 2.326 | 0 | 0.53989 | 2.0089 | 1.8235 | 0.073953 | 8.5735 | 4.1273 | 0 | 1.7976 | 0.089726 | 0 | 0 | 0.53989 | 2.0102 | 1.8235 | 0.073953 | 6.3348 | 1.8873 | -2.2387 | -2.24 | -11.6381 | -34.5208 | [9 empty] | 615.678 | 677.511 | 785.772 | 0 | 15080.8 | 0 | 2033.7 | 12601.6 | 12062 | 433.914 | 44290.9 | 0 | 0 | 0 | 0 | 0 | 0 | 0 | 0 | 0 | 0 | 0 | 0 | 0 | 0 | 0 | 0 | 0 | 0 | 0 | 0 | 2.17 | 11.22 | 3.05 | 0 | 59.08 | 0 | 8.87 | 51.39 | 48.62 | 1.79 | 186.19 | 0 | 1.7116 | 0.089726 | 0 | 2.326 | 0 | 0.53989 | 2.0089 | 1.8235 | 0.073953 | 8.5735 | 2380.14 | 1366.69 | 785.772 | 0 | 15908.5 | 5894.96 | 15077.5 | 10697.7 | 540.499 | 52651.8 | 0 | 0 | 0 | 0 | 0 | 0 | 0 | 0 | 0 | 0 | 0 | 0 | 0 | 0 | 0 | 0 | 0 | 0 | 0 | 0 | 8.4 | 16.56 | 3.05 | 0 | 62.77 | 25.99 | 60.33 | 43.47 | 2.37 | 222.94 | 0 | 2.3669 | 0.089726 | 0 | 2.5739 | 1.7213 | 2.2058 | 1.7518 | 0.11433 | 10.8238 | 83.5157 | 0 | 43.0475 | 75.52 | 0 | 15.59 | 40.55 | 75.52 | 0 | 90.78 | 0
2017-05-02 07:35 | ED9_CZ06_6960_NGAS | v30 06 S69 G15 M01 | Proposed and Standard | PASS | 0 | 60.5148 | 25.5257 | 656.823 | 785.772 | 0 | 0 | 0 | 2033.7 | 5540.34 | 12062 | 433.914 | 21538 | 29.7246 | 0 | 0 | 0 | 631.93 | 0 | 287.954 | 0 | 0 | 949.609 | 0 | 0 | 0 | 0 | 0 | 0 | 0 | 0 | 0 | 0 | 1.05 | 10.5 | 3.05 | 0 | 18.12 | 0 | 8.87 | 30.65 | 48.62 | 1.79 | 122.65 | 32.72 | 25.5257 | 656.823 | 785.772 | 0 | 0 | 2033.7 | 5540.34 | 12062 | 433.914 | 21538 | 29.7246 | 0 | 0 | 0 | 631.93 | 0 | 287.954 | 0 | 0 | 949.609 | 0 | 0 | 0 | 0 | 0 | 0 | 0 | 0 | 0 | 0 | 1.05 | 10.5 | 3.05 | 0 | 18.12 | 8.87 | 30.65 | 48.62 | 1.79 | 122.65 | 32.72 | CA Residential 2019, Vers. 1.0 | CSE 0.831 EXE |  | MPCBECC | 0 | 1.8592 | 0.089726 | 0 | 0 | 0 | 0.53989 | 0.99298 | 1.8235 | 0.073953 | 5.3792 | 1.9489 | 0 | 1.8592 | 0.089726 | 0 | 0 | 0.53989 | 0.99298 | 1.8235 | 0.073953 | 5.3792 | 1.9489 | 0 | 0 | 0 | 0 | [9 empty] | 25.5257 | 656.823 | 785.772 | 0 | 0 | 0 | 2033.7 | 5540.34 | 12062 | 433.914 | 21538 | 29.7246 | 0 | 0 | 0 | 631.93 | 0 | 287.954 | 0 | 0 | 949.609 | 0 | 0 | 0 | 0 | 0 | 0 | 0 | 0 | 0 | 0 | 1.05 | 10.5 | 3.05 | 0 | 18.12 | 0 | 8.87 | 30.65 | 48.62 | 1.79 | 122.65 | 0 | 1.8592 | 0.089726 | 0 | 0 | 0 | 0.53989 | 0.99298 | 1.8235 | 0.073953 | 5.3792 | 277.281 | 1263.05 | 785.772 | 0 | 0 | 5894.96 | 6547.68 | 10697.7 | 540.499 | 26007 | 230.761 | 0 | 0 | 0 | 1082.05 | 0 | 291.124 | 0 | 0 | 1603.93 | 0 | 0 | 0 | 0 | 0 | 0 | 0 | 0 | 0 | 0 | 8.38 | 15.62 | 3.05 | 0 | 31.02 | 25.99 | 33.97 | 43.47 | 2.37 | 163.87 | 0 | 2.2284 | 0.089726 | 0 | 0 | 1.7213 | 0.80892 | 1.7518 | 0.11433 | 6.7145 | 60.5148 | 0 | 26.5644 | 13.64 | 19.08 | 13.64 | 19.08 | 13.64 | 19.08 | 19.65 | 38.42
2017-05-02 07:35 | ED9_CZ07_2100_ELEC | v30 07 S21 G20 M02 | Proposed and Standard | FAIL | -10 | 69.3288 | 249.42 | 1.1097 | 173.884 | 0 | 2429.89 | 0 | 505.557 | 2026.99 | 2025.88 | 119.621 | 7532.35 | 0 | 0 | 0 | 0 | 0 | 0 | 0 | 0 | 0 | 0 | 0 | 0 | 0 | 0 | 0 | 0 | 0 | 0 | 0 | 0 | 2.97 | 0.16 | 2.28 | 0 | 32.46 | 0 | 7.45 | 28.26 | 27.54 | 1.66 | 102.78 | 37.87 | 290.159 | 1.4257 | 173.884 | 0 | 0 | 505.557 | 2026.48 | 2025.88 | 119.621 | 5143.01 | 0 | 0 | 0 | 0 | 0 | 0 | 0 | 0 | 0 | 0 | 0 | 0 | 0 | 0 | 10.3049 | 0 | 0 | 0 | 0 | 10.3049 | 3.46 | 0.21 | 2.28 | 0 | 21.92 | 7.45 | 28.25 | 27.54 | 1.66 | 92.77 | 27.87 | CA Residential 2019, Vers. 1.0 | CSE 0.831 EXE |  | MPCBECC | 0 | 0.0012469 | 0.019856 | 0 | 0.43794 | 0 | 0.13421 | 0.35631 | 0.30364 | 0.020387 | 1.2736 | 0.45904 | 0 | 0.0040128 | 0.019856 | 0 | 0 | 0.13421 | 0.35627 | 0.30364 | 0.020387 | 0.83838 | 0.023868 | -0.43521 | -0.43517 | -10.7901 | -35.8809 | [9 empty] | 249.42 | 1.1097 | 173.884 | 0 | 2429.89 | 0 | 505.557 | 2026.99 | 2025.88 | 119.621 | 7532.35 | 0 | 0 | 0 | 0 | 0 | 0 | 0 | 0 | 0 | 0 | 0 | 0 | 0 | 0 | 0 | 0 | 0 | 0 | 0 | 0 | 2.97 | 0.16 | 2.28 | 0 | 32.46 | 0 | 7.45 | 28.26 | 27.54 | 1.66 | 102.78 | 0 | 0.0012469 | 0.019856 | 0 | 0.43794 | 0 | 0.13421 | 0.35631 | 0.30364 | 0.020387 | 1.2736 | 557.865 | 24.3955 | 173.884 | 0 | 2564.68 | 2135 | 2349 | 2531 | 297.5 | 10633.3 | 0 | 0 | 0 | 0 | 0 | 0 | 0 | 0 | 0 | 0 | 0 | 0 | 0 | 0 | 0 | 0 | 0 | 0 | 0 | 0 | 6.64 | 2.41 | 2.28 | 0 | 34.17 | 31.8 | 31.81 | 34.72 | 4.42 | 148.25 | 0 | 0.13834 | 0.019856 | 0 | 0.41443 | 0.62343 | 0.35042 | 0.41447 | 0.06293 | 2.0239 | 69.3288 | 0 | 35.1838 | 37.87 | 0 | 5.95 | 21.92 | 37.87 | 0 | 45.5 | 0
2017-05-02 07:35 | ED9_CZ07_2100_NGAS | v30 07 S21 G20 M01 | Proposed and Standard | PASS | 0 | 49.0152 | 23.7937 | 1.5669 | 173.884 | 0 | 0 | 0 | 505.557 | 953.373 | 2025.88 | 119.621 | 3803.68 | 27.7067 | 0 | 0 | 0 | 103.049 | 0 | 43.6697 | 0 | 0 | 174.426 | 0 | 0 | 0 | 0 | 0 | 0 | 0 | 0 | 0 | 0 | 3.11 | 0.23 | 2.28 | 0 | 9.67 | 0 | 7.45 | 17.25 | 27.54 | 1.66 | 69.19 | 15.29 | 23.7937 | 1.5669 | 173.884 | 0 | 0 | 505.557 | 953.373 | 2025.88 | 119.621 | 3803.68 | 27.7067 | 0 | 0 | 0 | 103.049 | 0 | 43.6697 | 0 | 0 | 174.426 | 0 | 0 | 0 | 0 | 0 | 0 | 0 | 0 | 0 | 0 | 3.11 | 0.23 | 2.28 | 0 | 9.67 | 7.45 | 17.25 | 27.54 | 1.66 | 69.19 | 15.29 | CA Residential 2019, Vers. 1.0 | CSE 0.831 EXE |  | MPCBECC | 0 | 0.0061724 | 0.019856 | 0 | 0 | 0 | 0.13421 | 0.16999 | 0.30364 | 0.020387 | 0.65426 | 0.026028 | 0 | 0.0061724 | 0.019856 | 0 | 0 | 0.13421 | 0.16999 | 0.30364 | 0.020387 | 0.65426 | 0.026028 | 0 | 0 | 0 | 0 | [9 empty] | 23.7937 | 1.5669 | 173.884 | 0 | 0 | 0 | 505.557 | 953.373 | 2025.88 | 119.621 | 3803.68 | 27.7067 | 0 | 0 | 0 | 103.049 | 0 | 43.6697 | 0 | 0 | 174.426 | 0 | 0 | 0 | 0 | 0 | 0 | 0 | 0 | 0 | 0 | 3.11 | 0.23 | 2.28 | 0 | 9.67 | 0 | 7.45 | 17.25 | 27.54 | 1.66 | 69.19 | 0 | 0.0061724 | 0.019856 | 0 | 0 | 0 | 0.13421 | 0.16999 | 0.30364 | 0.020387 | 0.65426 | 74.0268 | 28.127 | 173.884 | 0 | 0 | 2135 | 930.001 | 2637.81 | 297.5 | 6276.35 | 61.6049 | 0 | 0 | 0 | 159.6 | 0 | 65.4 | 0 | 0 | 286.605 | 0 | 0 | 0 | 0 | 0 | 0 | 0 | 0 | 0 | 0 | 7.18 | 2.71 | 2.28 | 0 | 14.97 | 31.8 | 18.43 | 36.19 | 4.42 | 117.98 | 0 | 0.15639 | 0.019856 | 0 | 0 | 0.62343 | 0.11804 | 0.43196 | 0.06293 | 1.4126 | 49.0152 | 0 | 20.2465 | 2.79 | 12.5 | 2.79 | 12.5 | 2.79 | 12.5 | 5.87 | 21.27
2017-05-02 07:35 | ED9_CZ07_2700_ELEC | v30 07 S27 G20 M02 | Proposed and Standard | FAIL | -7.99 | 64.8951 | 264.952 | 4.8636 | 207.877 | 0 | 2714.79 | 0 | 615.745 | 2149.11 | 2371.31 | 151.515 | 8480.16 | 0 | 0 | 0 | 0 | 0 | 0 | 0 | 0 | 0 | 0 | 0 | 0 | 0 | 0 | 0 | 0 | 0 | 0 | 0 | 0 | 2.45 | 0.6 | 2.12 | 0 | 27.45 | 0 | 7.06 | 22.39 | 25.06 | 1.64 | 88.77 | 32.62 | 290.486 | 5.2247 | 207.877 | 0 | 0 | 615.745 | 2148.34 | 2371.31 | 151.515 | 5790.49 | 0 | 0 | 0 | 0 | 0 | 0 | 0 | 0 | 0 | 0 | 0 | 0 | 0 | 0 | 11.5875 | 0 | 0 | 0 | 0 | 11.5875 | 2.69 | 0.69 | 2.12 | 0 | 19.13 | 7.06 | 22.38 | 25.06 | 1.64 | 80.77 | 24.63 | CA Residential 2019, Vers. 1.0 | CSE 0.831 EXE |  | MPCBECC | 0 | 0.046816 | 0.023737 | 0 | 0.28233 | 0 | 0.16346 | 0.30121 | 0.35412 | 0.025823 | 1.1975 | 0.35288 | 0 | 0.077516 | 0.023737 | 0 | 0 | 0.16346 | 0.30117 | 0.35412 | 0.025823 | 0.94582 | 0.10125 | -0.25167 | -0.25163 | -9.9047 | -32.4401 | [9 empty] | 264.952 | 4.8636 | 207.877 | 0 | 2714.79 | 0 | 615.745 | 2149.11 | 2371.31 | 151.515 | 8480.16 | 0 | 0 | 0 | 0 | 0 | 0 | 0 | 0 | 0 | 0 | 0 | 0 | 0 | 0 | 0 | 0 | 0 | 0 | 0 | 0 | 2.45 | 0.6 | 2.12 | 0 | 27.45 | 0 | 7.06 | 22.39 | 25.06 | 1.64 | 88.77 | 0 | 0.046816 | 0.023737 | 0 | 0.28233 | 0 | 0.16346 | 0.30121 | 0.35412 | 0.025823 | 1.1975 | 691.308 | 70.3738 | 207.877 | 0 | 2860.27 | 2615 | 2596 | 3146.01 | 327.5 | 12514.3 | 0 | 0 | 0 | 0 | 0 | 0 | 0 | 0 | 0 | 0 | 0 | 0 | 0 | 0 | 0 | 0 | 0 | 0 | 0 | 0 | 6.4 | 4.37 | 2.12 | 0 | 28.88 | 30.29 | 27.37 | 33.57 | 3.79 | 136.79 | 0 | 0.27834 | 0.023737 | 0 | 0.28083 | 0.76359 | 0.38997 | 0.51519 | 0.069276 | 2.3209 | 64.8951 | 0 | 32.2026 | 32.62 | 0 | 5.5 | 19.13 | 32.62 | 0 | 41.77 | 0
2017-05-02 07:35 | ED9_CZ07_2700_NGAS | v30 07 S27 G20 M01 | Proposed and Standard | PASS | 0 | 47.4349 | 24.7292 | 5.4375 | 207.877 | 0 | 0 | 0 | 615.745 | 1046.78 | 2371.31 | 151.515 | 4423.39 | 28.7961 | 0 | 0 | 0 | 115.875 | 0 | 45.121 | 0 | 0 | 189.792 | 0 | 0 | 0 | 0 | 0 | 0 | 0 | 0 | 0 | 0 | 2.51 | 0.71 | 2.12 | 0 | 8.42 | 0 | 7.06 | 14.29 | 25.06 | 1.64 | 61.81 | 13.76 | 24.7293 | 5.4375 | 207.877 | 0 | 0 | 615.745 | 1046.78 | 2371.31 | 151.515 | 4423.39 | 28.7961 | 0 | 0 | 0 | 115.875 | 0 | 45.121 | 0 | 0 | 189.793 | 0 | 0 | 0 | 0 | 0 | 0 | 0 | 0 | 0 | 0 | 2.51 | 0.71 | 2.12 | 0 | 8.42 | 7.06 | 14.29 | 25.06 | 1.64 | 61.81 | 13.76 | CA Residential 2019, Vers. 1.0 | CSE 0.831 EXE |  | MPCBECC | 0 | 0.080384 | 0.023737 | 0 | 0 | 0 | 0.16346 | 0.16402 | 0.35412 | 0.025823 | 0.81154 | 0.10412 | 0 | 0.080384 | 0.023737 | 0 | 0 | 0.16346 | 0.16402 | 0.35412 | 0.025823 | 0.81154 | 0.10412 | 0 | 0 | 0 | 0 | [9 empty] | 24.7292 | 5.4375 | 207.877 | 0 | 0 | 0 | 615.745 | 1046.78 | 2371.31 | 151.515 | 4423.39 | 28.7961 | 0 | 0 | 0 | 115.875 | 0 | 45.121 | 0 | 0 | 189.792 | 0 | 0 | 0 | 0 | 0 | 0 | 0 | 0 | 0 | 0 | 2.51 | 0.71 | 2.12 | 0 | 8.42 | 0 | 7.06 | 14.29 | 25.06 | 1.64 | 61.81 | 0 | 0.080384 | 0.023737 | 0 | 0 | 0 | 0.16346 | 0.16402 | 0.35412 | 0.025823 | 0.81154 | 92.2166 | 76.3778 | 207.877 | 0 | 0 | 2615 | 989.001 | 3267.2 | 327.5 | 7575.17 | 76.7425 | 0 | 0 | 0 | 172.755 | 0 | 73.4 | 0 | 0 | 322.897 | 0 | 0 | 0 | 0 | 0 | 0 | 0 | 0 | 0 | 0 | 6.94 | 4.68 | 2.12 | 0 | 12.55 | 30.29 | 15.54 | 34.86 | 3.79 | 110.77 | 0 | 0.29921 | 0.023737 | 0 | 0 | 0.76359 | 0.12681 | 0.53503 | 0.069276 | 1.8177 | 47.4349 | 0 | 19.2548 | 3.06 | 10.7 | 3.06 | 10.7 | 3.06 | 10.7 | 7.65 | 18.64
2017-05-02 07:35 | ED9_CZ07_6960_ELEC | v30 07 S69 G15 M02 | Proposed and Standard | FAIL | -20.62 | 85.4949 | 64.0972 | 394.761 | 785.772 | 0 | 14856 | 0 | 2033.7 | 12613.5 | 12062 | 433.914 | 43243.7 | 0 | 0 | 0 | 0 | 0 | 0 | 0 | 0 | 0 | 0 | 0 | 0 | 0 | 0 | 0 | 0 | 0 | 0 | 0 | 0 | 0.23 | 8.34 | 3.11 | 0 | 59.88 | 0 | 9.04 | 52.3 | 49.53 | 1.82 | 184.25 | 71.56 | 68.6064 | 365.879 | 785.772 | 0 | 0 | 2033.7 | 12600.3 | 12062 | 433.914 | 28350.1 | 0 | 0 | 0 | 0 | 0 | 0 | 0 | 0 | 0 | 0 | 0 | 0 | 0 | 0 | 62.1989 | 0 | 0 | 0 | 0 | 62.1989 | 0.25 | 7.71 | 3.11 | 0 | 39.87 | 9.04 | 52.26 | 49.53 | 1.82 | 163.59 | 50.94 | CA Residential 2019, Vers. 1.0 | CSE 0.831 EXE |  | MPCBECC | 0 | 1.6346 | 0.089726 | 0 | 2.3584 | 0 | 0.53989 | 2.0052 | 1.8235 | 0.073953 | 8.5252 | 4.0827 | 0 | 1.7691 | 0.089726 | 0 | 0 | 0.53989 | 2.0063 | 1.8235 | 0.073953 | 6.3024 | 1.8588 | -2.2228 | -2.2239 | -12.6291 | -40.479 | [9 empty] | 64.0972 | 394.761 | 785.772 | 0 | 14856 | 0 | 2033.7 | 12613.5 | 12062 | 433.914 | 43243.7 | 0 | 0 | 0 | 0 | 0 | 0 | 0 | 0 | 0 | 0 | 0 | 0 | 0 | 0 | 0 | 0 | 0 | 0 | 0 | 0 | 0.23 | 8.34 | 3.11 | 0 | 59.88 | 0 | 9.04 | 52.3 | 49.53 | 1.82 | 184.25 | 0 | 1.6346 | 0.089726 | 0 | 2.3584 | 0 | 0.53989 | 2.0052 | 1.8235 | 0.073953 | 8.5252 | 501.951 | 839.245 | 785.772 | 0 | 15684.5 | 5894.96 | 15077.5 | 10697.7 | 540.499 | 50022.2 | 0 | 0 | 0 | 0 | 0 | 0 | 0 | 0 | 0 | 0 | 0 | 0 | 0 | 0 | 0 | 0 | 0 | 0 | 0 | 0 | 1.8 | 12.57 | 3.11 | 0 | 63.4 | 26.49 | 61.44 | 44.28 | 2.42 | 215.51 | 0 | 2.3135 | 0.089726 | 0 | 2.6454 | 1.7213 | 2.2058 | 1.7518 | 0.11433 | 10.8419 | 85.4949 | 0 | 44.0351 | 71.56 | 0 | 11.07 | 39.87 | 71.56 | 0 | 80.88 | 0
2017-05-02 07:38 | ED9_CZ07_6960_NGAS | v30 07 S69 G15 M01 | Proposed and Standard | PASS | 0 | 62.0185 | 0.42826 | 381.514 | 785.772 | 0 | 0 | 0 | 2033.7 | 5553.2 | 12062 | 433.914 | 21250.5 | 0.49869 | 0 | 0 | 0 | 621.989 | 0 | 287.954 | 0 | 0 | 910.442 | 0 | 0 | 0 | 0 | 0 | 0 | 0 | 0 | 0 | 0 | 0.02 | 8.01 | 3.11 | 0 | 17.54 | 0 | 9.04 | 31.03 | 49.53 | 1.82 | 120.1 | 28.68 | 0.42826 | 381.514 | 785.772 | 0 | 0 | 2033.7 | 5553.2 | 12062 | 433.914 | 21250.5 | 0.49869 | 0 | 0 | 0 | 621.989 | 0 | 287.954 | 0 | 0 | 910.442 | 0 | 0 | 0 | 0 | 0 | 0 | 0 | 0 | 0 | 0 | 0.02 | 8.01 | 3.11 | 0 | 17.54 | 9.04 | 31.03 | 49.53 | 1.82 | 120.1 | 28.68 | CA Residential 2019, Vers. 1.0 | CSE 0.831 EXE |  | MPCBECC | 0 | 1.8306 | 0.089726 | 0 | 0 | 0 | 0.53989 | 0.98906 | 1.8235 | 0.073953 | 5.3467 | 1.9203 | 0 | 1.8306 | 0.089726 | 0 | 0 | 0.53989 | 0.98906 | 1.8235 | 0.073953 | 5.3467 | 1.9203 | 0 | 0 | 0 | 0 | [9 empty] | 0.42826 | 381.514 | 785.772 | 0 | 0 | 0 | 2033.7 | 5553.2 | 12062 | 433.914 | 21250.5 | 0.49869 | 0 | 0 | 0 | 621.989 | 0 | 287.954 | 0 | 0 | 910.442 | 0 | 0 | 0 | 0 | 0 | 0 | 0 | 0 | 0 | 0 | 0.02 | 8.01 | 3.11 | 0 | 17.54 | 0 | 9.04 | 31.03 | 49.53 | 1.82 | 120.1 | 0 | 1.8306 | 0.089726 | 0 | 0 | 0 | 0.53989 | 0.98906 | 1.8235 | 0.073953 | 5.3467 | 74.5539 | 764.57 | 785.772 | 0 | 0 | 5894.96 | 6547.68 | 10697.7 | 540.499 | 25305.8 | 62.0436 | 0 | 0 | 0 | 1072.78 | 0 | 291.124 | 0 | 0 | 1425.95 | 0 | 0 | 0 | 0 | 0 | 0 | 0 | 0 | 0 | 0 | 2.19 | 11.75 | 3.11 | 0 | 30.25 | 26.49 | 34.31 | 44.28 | 2.42 | 154.8 | 0 | 2.1861 | 0.089726 | 0 | 0 | 1.7213 | 0.80892 | 1.7518 | 0.11433 | 6.6723 | 62.0185 | 0 | 26.6613 | 11.12 | 17.56 | 11.12 | 17.56 | 11.12 | 17.56 | 15.13 | 32.17
2017-05-02 07:38 | ED9_CZ08_2100_ELEC | v30 08 S21 G20 M02 | Proposed and Standard | FAIL | -9.23 | 62.1825 | 393.463 | 162.47 | 176.862 | 0 | 2366.53 | 0 | 505.557 | 2040.86 | 2025.88 | 119.621 | 7791.25 | 0 | 0 | 0 | 0 | 0 | 0 | 0 | 0 | 0 | 0 | 0 | 0 | 0 | 0 | 0 | 0 | 0 | 0 | 0 | 0 | 4.55 | 7.58 | 2.25 | 0 | 31.22 | 0 | 7.04 | 28.37 | 26.6 | 1.57 | 109.18 | 45.6 | 420.029 | 167.103 | 176.862 | 0 | 0 | 505.557 | 2040.39 | 2025.88 | 119.621 | 5455.44 | 0 | 0 | 0 | 0 | 0 | 0 | 0 | 0 | 0 | 0 | 0 | 0 | 0 | 0 | 10.0387 | 0 | 0 | 0 | 0 | 10.0387 | 4.85 | 7.88 | 2.25 | 0 | 21.39 | 7.04 | 28.36 | 26.6 | 1.57 | 99.94 | 36.37 | CA Residential 2019, Vers. 1.0 | CSE 0.831 EXE |  | MPCBECC | 0 | 0.26674 | 0.020196 | 0 | 0.41019 | 0 | 0.13421 | 0.36082 | 0.30364 | 0.020387 | 1.5162 | 0.69712 | 0 | 0.34055 | 0.020196 | 0 | 0 | 0.13421 | 0.36085 | 0.30364 | 0.020387 | 1.1798 | 0.36075 | -0.33634 | -0.33637 | -9.2455 | -25.3781 | [9 empty] | 393.463 | 162.47 | 176.862 | 0 | 2366.53 | 0 | 505.557 | 2040.86 | 2025.88 | 119.621 | 7791.25 | 0 | 0 | 0 | 0 | 0 | 0 | 0 | 0 | 0 | 0 | 0 | 0 | 0 | 0 | 0 | 0 | 0 | 0 | 0 | 0 | 4.55 | 7.58 | 2.25 | 0 | 31.22 | 0 | 7.04 | 28.37 | 26.6 | 1.57 | 109.18 | 0 | 0.26674 | 0.020196 | 0 | 0.41019 | 0 | 0.13421 | 0.36082 | 0.30364 | 0.020387 | 1.5162 | 1024.99 | 645.976 | 176.862 | 0 | 2497.67 | 2135 | 2349 | 2531 | 297.5 | 11658 | 0 | 0 | 0 | 0 | 0 | 0 | 0 | 0 | 0 | 0 | 0 | 0 | 0 | 0 | 0 | 0 | 0 | 0 | 0 | 0 | 11.83 | 29.43 | 2.25 | 0 | 33.75 | 30.04 | 30.76 | 33.52 | 4 | 175.58 | 0 | 1.1811 | 0.020196 | 0 | 0.41432 | 0.62343 | 0.35042 | 0.41447 | 0.06293 | 3.0668 | 62.1825 | 0 | 32.3613 | 45.6 | 0 | 14.98 | 21.39 | 45.6 | 0 | 77.26 | 0
2017-05-02 07:38 | ED9_CZ08_2100_NGAS | v30 08 S21 G20 M01 | Proposed and Standard | PASS | 0 | 45.8447 | 33.682 | 169.329 | 176.862 | 0 | 0 | 0 | 505.557 | 967.103 | 2025.88 | 119.621 | 3998.04 | 39.2227 | 0 | 0 | 0 | 100.387 | 0 | 43.6697 | 0 | 0 | 183.279 | 0 | 0 | 0 | 0 | 0 | 0 | 0 | 0 | 0 | 0 | 4.56 | 8.07 | 2.25 | 0 | 9.59 | 0 | 7.04 | 17.57 | 26.6 | 1.57 | 77.25 | 24.47 | 33.682 | 169.329 | 176.862 | 0 | 0 | 505.557 | 967.103 | 2025.88 | 119.621 | 3998.04 | 39.2227 | 0 | 0 | 0 | 100.387 | 0 | 43.6697 | 0 | 0 | 183.279 | 0 | 0 | 0 | 0 | 0 | 0 | 0 | 0 | 0 | 0 | 4.56 | 8.07 | 2.25 | 0 | 9.59 | 7.04 | 17.57 | 26.6 | 1.57 | 77.25 | 24.47 | CA Residential 2019, Vers. 1.0 | CSE 0.831 EXE |  | MPCBECC | 0 | 0.35242 | 0.020196 | 0 | 0 | 0 | 0.13421 | 0.17456 | 0.30364 | 0.020387 | 1.0054 | 0.37262 | 0 | 0.35242 | 0.020196 | 0 | 0 | 0.13421 | 0.17456 | 0.30364 | 0.020387 | 1.0054 | 0.37262 | 0 | 0 | 0 | 0 | [9 empty] | 33.682 | 169.329 | 176.862 | 0 | 0 | 0 | 505.557 | 967.103 | 2025.88 | 119.621 | 3998.04 | 39.2227 | 0 | 0 | 0 | 100.387 | 0 | 43.6697 | 0 | 0 | 183.279 | 0 | 0 | 0 | 0 | 0 | 0 | 0 | 0 | 0 | 0 | 4.56 | 8.07 | 2.25 | 0 | 9.59 | 0 | 7.04 | 17.57 | 26.6 | 1.57 | 77.25 | 0 | 0.35242 | 0.020196 | 0 | 0 | 0 | 0.13421 | 0.17456 | 0.30364 | 0.020387 | 1.0054 | 125.299 | 677.858 | 176.862 | 0 | 0 | 2135 | 930.001 | 2637.81 | 297.5 | 6980.33 | 104.277 | 0 | 0 | 0 | 156.838 | 0 | 65.4 | 0 | 0 | 326.515 | 0 | 0 | 0 | 0 | 0 | 0 | 0 | 0 | 0 | 0 | 12.52 | 30.21 | 2.25 | 0 | 14.98 | 30.04 | 18.14 | 34.93 | 4 | 147.07 | 0 | 1.2205 | 0.020196 | 0 | 0 | 0.62343 | 0.11804 | 0.43196 | 0.06293 | 2.477 | 45.8447 | 0 | 20.2547 | 10.71 | 13.76 | 10.71 | 13.76 | 10.71 | 13.76 | 33.91 | 26.05
2017-05-02 07:38 | ED9_CZ08_2700_ELEC | v30 08 S27 G20 M02 | Proposed and Standard | FAIL | -6.72 | 58.9089 | 469.054 | 277.015 | 213.041 | 0 | 2642.57 | 0 | 615.745 | 2166.43 | 2371.31 | 151.515 | 8906.68 | 0 | 0 | 0 | 0 | 0 | 0 | 0 | 0 | 0 | 0 | 0 | 0 | 0 | 0 | 0 | 0 | 0 | 0 | 0 | 0 | 4.21 | 11.59 | 2.11 | 0 | 25.03 | 0 | 6.67 | 21.6 | 24.21 | 1.55 | 96.97 | 42.94 | 485.221 | 280.655 | 213.041 | 0 | 0 | 615.745 | 2165.69 | 2371.31 | 151.515 | 6283.17 | 0 | 0 | 0 | 0 | 0 | 0 | 0 | 0 | 0 | 0 | 0 | 0 | 0 | 0 | 11.2815 | 0 | 0 | 0 | 0 | 11.2815 | 4.36 | 11.09 | 2.11 | 0 | 18.66 | 6.67 | 21.6 | 24.21 | 1.55 | 90.25 | 36.22 | CA Residential 2019, Vers. 1.0 | CSE 0.831 EXE |  | MPCBECC | 0 | 0.55888 | 0.024327 | 0 | 0.28853 | 0 | 0.16346 | 0.30654 | 0.35412 | 0.025823 | 1.7217 | 0.87174 | 0 | 0.68927 | 0.024327 | 0 | 0 | 0.16346 | 0.30665 | 0.35412 | 0.025823 | 1.5636 | 0.7136 | -0.15803 | -0.15814 | -7.446 | -18.5533 | [9 empty] | 469.054 | 277.015 | 213.041 | 0 | 2642.57 | 0 | 615.745 | 2166.43 | 2371.31 | 151.515 | 8906.68 | 0 | 0 | 0 | 0 | 0 | 0 | 0 | 0 | 0 | 0 | 0 | 0 | 0 | 0 | 0 | 0 | 0 | 0 | 0 | 0 | 4.21 | 11.59 | 2.11 | 0 | 25.03 | 0 | 6.67 | 21.6 | 24.21 | 1.55 | 96.97 | 0 | 0.55888 | 0.024327 | 0 | 0.28853 | 0 | 0.16346 | 0.30654 | 0.35412 | 0.025823 | 1.7217 | 1348.02 | 956.645 | 213.041 | 0 | 2784.94 | 2615 | 2596 | 3146.01 | 327.5 | 13987.2 | 0 | 0 | 0 | 0 | 0 | 0 | 0 | 0 | 0 | 0 | 0 | 0 | 0 | 0 | 0 | 0 | 0 | 0 | 0 | 0 | 12.11 | 33.24 | 2.11 | 0 | 26.24 | 28.61 | 26.46 | 32.41 | 3.43 | 164.61 | 0 | 1.6621 | 0.024327 | 0 | 0.27034 | 0.76359 | 0.38997 | 0.51519 | 0.069276 | 3.6948 | 58.9089 | 0 | 30.6846 | 42.94 | 0 | 17.56 | 18.66 | 42.94 | 0 | 73.7 | 0
2017-05-02 07:38 | ED9_CZ08_2700_NGAS | v30 08 S27 G20 M01 | Proposed and Standard | PASS | 0 | 45.1787 | 40.0479 | 284.041 | 213.041 | 0 | 0 | 0 | 615.745 | 1063.89 | 2371.31 | 151.515 | 4739.59 | 46.6358 | 0 | 0 | 0 | 112.815 | 0 | 45.121 | 0 | 0 | 204.572 | 0 | 0 | 0 | 0 | 0 | 0 | 0 | 0 | 0 | 0 | 4.21 | 11.24 | 2.11 | 0 | 8.34 | 0 | 6.67 | 14.11 | 24.21 | 1.55 | 72.44 | 25.9 | 40.0479 | 284.041 | 213.041 | 0 | 0 | 615.745 | 1063.89 | 2371.31 | 151.515 | 4739.59 | 46.6358 | 0 | 0 | 0 | 112.815 | 0 | 45.121 | 0 | 0 | 204.572 | 0 | 0 | 0 | 0 | 0 | 0 | 0 | 0 | 0 | 0 | 4.21 | 11.24 | 2.11 | 0 | 8.34 | 6.67 | 14.11 | 24.21 | 1.55 | 72.44 | 25.9 | CA Residential 2019, Vers. 1.0 | CSE 0.831 EXE |  | MPCBECC | 0 | 0.70358 | 0.024327 | 0 | 0 | 0 | 0.16346 | 0.16949 | 0.35412 | 0.025823 | 1.4408 | 0.72791 | 0 | 0.70358 | 0.024327 | 0 | 0 | 0.16346 | 0.16949 | 0.35412 | 0.025823 | 1.4408 | 0.72791 | 0 | 0 | 0 | 0 | [9 empty] | 40.0479 | 284.041 | 213.041 | 0 | 0 | 0 | 615.745 | 1063.89 | 2371.31 | 151.515 | 4739.59 | 46.6358 | 0 | 0 | 0 | 112.815 | 0 | 45.121 | 0 | 0 | 204.572 | 0 | 0 | 0 | 0 | 0 | 0 | 0 | 0 | 0 | 0 | 4.21 | 11.24 | 2.11 | 0 | 8.34 | 0 | 6.67 | 14.11 | 24.21 | 1.55 | 72.44 | 0 | 0.70358 | 0.024327 | 0 | 0 | 0 | 0.16346 | 0.16949 | 0.35412 | 0.025823 | 1.4408 | 165.533 | 992.329 | 213.041 | 0 | 0 | 2615 | 989.001 | 3267.2 | 327.5 | 8569.6 | 137.762 | 0 | 0 | 0 | 169.65 | 0 | 73.4 | 0 | 0 | 380.812 | 0 | 0 | 0 | 0 | 0 | 0 | 0 | 0 | 0 | 0 | 12.85 | 33.87 | 2.11 | 0 | 12.54 | 28.61 | 15.3 | 33.65 | 3.43 | 142.36 | 0 | 1.6992 | 0.024327 | 0 | 0 | 0.76359 | 0.12681 | 0.53503 | 0.069276 | 3.2182 | 45.1787 | 0 | 20.394 | 13.71 | 12.19 | 13.71 | 12.19 | 13.71 | 12.19 | 37.47 | 23.9
2017-05-02 07:38 | ED9_CZ08_6960_ELEC | v30 08 S69 G15 M02 | Proposed and Standard | FAIL | -21.84 | 81.3596 | 315.066 | 1985.37 | 785.772 | 0 | 14472.6 | 0 | 2033.7 | 12679.1 | 12062 | 433.914 | 44767.6 | 0 | 0 | 0 | 0 | 0 | 0 | 0 | 0 | 0 | 0 | 0 | 0 | 0 | 0 | 0 | 0 | 0 | 0 | 0 | 0 | 1.1 | 26.2 | 3.02 | 0 | 55.19 | 0 | 8.55 | 51.23 | 47.83 | 1.72 | 194.84 | 85.51 | 347.023 | 1865.91 | 785.772 | 0 | 0 | 2033.7 | 12669.7 | 12062 | 433.914 | 30198 | 0 | 0 | 0 | 0 | 0 | 0 | 0 | 0 | 0 | 0 | 0 | 0 | 0 | 0 | 60.5737 | 0 | 0 | 0 | 0 | 60.5737 | 1.21 | 20.55 | 3.02 | 0 | 38.89 | 8.55 | 51.22 | 47.83 | 1.72 | 172.99 | 63.67 | CA Residential 2019, Vers. 1.0 | CSE 0.831 EXE |  | MPCBECC | 0 | 3.3088 | 0.089726 | 0 | 2.298 | 0 | 0.53989 | 2.0121 | 1.8235 | 0.073953 | 10.1459 | 5.6965 | 0 | 3.6676 | 0.089726 | 0 | 0 | 0.53989 | 2.017 | 1.8235 | 0.073953 | 8.2117 | 3.7573 | -1.9342 | -1.9392 | -12.6308 | -34.3019 | [9 empty] | 315.066 | 1985.37 | 785.772 | 0 | 14472.6 | 0 | 2033.7 | 12679.1 | 12062 | 433.914 | 44767.6 | 0 | 0 | 0 | 0 | 0 | 0 | 0 | 0 | 0 | 0 | 0 | 0 | 0 | 0 | 0 | 0 | 0 | 0 | 0 | 0 | 1.1 | 26.2 | 3.02 | 0 | 55.19 | 0 | 8.55 | 51.23 | 47.83 | 1.72 | 194.84 | 0 | 3.3088 | 0.089726 | 0 | 2.298 | 0 | 0.53989 | 2.0121 | 1.8235 | 0.073953 | 10.1459 | 1634.19 | 4451.64 | 785.772 | 0 | 15279.8 | 5894.96 | 15077.5 | 10697.7 | 540.499 | 54362.2 | 0 | 0 | 0 | 0 | 0 | 0 | 0 | 0 | 0 | 0 | 0 | 0 | 0 | 0 | 0 | 0 | 0 | 0 | 0 | 0 | 5.68 | 42.24 | 3.02 | 0 | 59.15 | 25.02 | 59.43 | 42.75 | 2.19 | 239.48 | 0 | 5.2973 | 0.089726 | 0 | 2.9005 | 1.7213 | 2.2058 | 1.7518 | 0.11433 | 14.0808 | 81.3596 | 0 | 40.7257 | 85.51 | 0 | 24.78 | 38.89 | 85.51 | 0 | 110.09 | 0
2017-05-02 07:38 | ED9_CZ08_6960_NGAS | v30 08 S69 G15 M01 | Proposed and Standard | PASS | 0 | 59.6056 | 9.6356 | 1915.7 | 785.772 | 0 | 0 | 0 | 2033.7 | 5620.46 | 12062 | 433.914 | 22861.1 | 11.2207 | 0 | 0 | 0 | 605.737 | 0 | 287.954 | 0 | 0 | 904.912 | 0 | 0 | 0 | 0 | 0 | 0 | 0 | 0 | 0 | 0 | 0.4 | 21.03 | 3.02 | 0 | 17.38 | 0 | 8.55 | 30.65 | 47.83 | 1.72 | 130.58 | 41.83 | 9.6356 | 1915.7 | 785.772 | 0 | 0 | 2033.7 | 5620.46 | 12062 | 433.914 | 22861.1 | 11.2207 | 0 | 0 | 0 | 605.737 | 0 | 287.954 | 0 | 0 | 904.912 | 0 | 0 | 0 | 0 | 0 | 0 | 0 | 0 | 0 | 0 | 0.4 | 21.03 | 3.02 | 0 | 17.38 | 8.55 | 30.65 | 47.83 | 1.72 | 130.58 | 41.83 | CA Residential 2019, Vers. 1.0 | CSE 0.831 EXE |  | MPCBECC | 0 | 3.7467 | 0.089726 | 0 | 0 | 0 | 0.53989 | 0.99962 | 1.8235 | 0.073953 | 7.2734 | 3.8364 | 0 | 3.7467 | 0.089726 | 0 | 0 | 0.53989 | 0.99962 | 1.8235 | 0.073953 | 7.2734 | 3.8364 | 0 | 0 | 0 | 0 | [9 empty] | 9.6356 | 1915.7 | 785.772 | 0 | 0 | 0 | 2033.7 | 5620.46 | 12062 | 433.914 | 22861.1 | 11.2207 | 0 | 0 | 0 | 605.737 | 0 | 287.954 | 0 | 0 | 904.912 | 0 | 0 | 0 | 0 | 0 | 0 | 0 | 0 | 0 | 0 | 0.4 | 21.03 | 3.02 | 0 | 17.38 | 0 | 8.55 | 30.65 | 47.83 | 1.72 | 130.58 | 0 | 3.7467 | 0.089726 | 0 | 0 | 0 | 0.53989 | 0.99962 | 1.8235 | 0.073953 | 7.2734 | 200.444 | 4237.88 | 785.772 | 0 | 0 | 5894.96 | 6547.68 | 10697.7 | 540.499 | 28905 | 166.816 | 0 | 0 | 0 | 1055.28 | 0 | 291.124 | 0 | 0 | 1513.22 | 0 | 0 | 0 | 0 | 0 | 0 | 0 | 0 | 0 | 0 | 6.06 | 41.11 | 3.02 | 0 | 30.28 | 25.02 | 33.64 | 42.75 | 2.19 | 184.07 | 0 | 5.1851 | 0.089726 | 0 | 0 | 1.7213 | 0.80892 | 1.7518 | 0.11433 | 9.6712 | 59.6056 | 0 | 25.6946 | 24.08 | 17.75 | 24.08 | 17.75 | 24.08 | 17.75 | 44.83 | 35.64
2017-05-02 07:35 | ED9_CZ09_2100_ELEC | v30 09 S21 G20 M02 | Proposed and Standard | FAIL | -9.95 | 62.5477 | 600.155 | 346.746 | 174.628 | 0 | 2362.98 | 0 | 505.557 | 2041.37 | 2025.88 | 119.621 | 8176.94 | 0 | 0 | 0 | 0 | 0 | 0 | 0 | 0 | 0 | 0 | 0 | 0 | 0 | 0 | 0 | 0 | 0 | 0 | 0 | 0 | 6.89 | 23.98 | 2.21 | 0 | 28.26 | 0 | 7.06 | 28.08 | 26.52 | 1.57 | 124.57 | 61.34 | 630.56 | 358.543 | 174.628 | 0 | 0 | 505.557 | 2040.92 | 2025.88 | 119.621 | 5855.71 | 0 | 0 | 0 | 0 | 0 | 0 | 0 | 0 | 0 | 0 | 0 | 0 | 0 | 0 | 10.0224 | 0 | 0 | 0 | 0 | 10.0224 | 7.24 | 20.56 | 2.21 | 0 | 21.38 | 7.06 | 28.08 | 26.52 | 1.57 | 114.62 | 51.39 | CA Residential 2019, Vers. 1.0 | CSE 0.831 EXE |  | MPCBECC | 0 | 0.87025 | 0.019941 | 0 | 0.2713 | 0 | 0.13421 | 0.36287 | 0.30364 | 0.020387 | 1.9826 | 1.1615 | 0 | 1.0891 | 0.019941 | 0 | 0 | 0.13421 | 0.36326 | 0.30364 | 0.020387 | 1.9305 | 1.109 | -0.0521 | -0.052494 | -8.6809 | -19.3617 | [9 empty] | 600.155 | 346.746 | 174.628 | 0 | 2362.98 | 0 | 505.557 | 2041.37 | 2025.88 | 119.621 | 8176.94 | 0 | 0 | 0 | 0 | 0 | 0 | 0 | 0 | 0 | 0 | 0 | 0 | 0 | 0 | 0 | 0 | 0 | 0 | 0 | 0 | 6.89 | 23.98 | 2.21 | 0 | 28.26 | 0 | 7.06 | 28.08 | 26.52 | 1.57 | 124.57 | 0 | 0.87025 | 0.019941 | 0 | 0.2713 | 0 | 0.13421 | 0.36287 | 0.30364 | 0.020387 | 1.9826 | 1450.77 | 1214.39 | 174.628 | 0 | 2493.95 | 2135 | 2349 | 2531 | 297.5 | 12646.2 | 0 | 0 | 0 | 0 | 0 | 0 | 0 | 0 | 0 | 0 | 0 | 0 | 0 | 0 | 0 | 0 | 0 | 0 | 0 | 0 | 16.64 | 48.28 | 2.21 | 0 | 33.83 | 30.1 | 30.67 | 33.45 | 3.98 | 199.16 | 0 | 2.0711 | 0.019941 | 0 | 0.32034 | 0.62343 | 0.35042 | 0.41447 | 0.06293 | 3.8626 | 62.5477 | 0 | 35.1275 | 61.34 | 0 | 30.01 | 21.38 | 61.34 | 0 | 100.96 | 0
2017-05-02 07:35 | ED9_CZ09_2100_NGAS | v30 09 S21 G20 M01 | Proposed and Standard | PASS | 0 | 47.8227 | 50.7929 | 362.834 | 174.628 | 0 | 0 | 0 | 505.557 | 967.293 | 2025.88 | 119.621 | 4206.61 | 59.1661 | 0 | 0 | 0 | 100.224 | 0 | 43.6697 | 0 | 0 | 203.06 | 0 | 0 | 0 | 0 | 0 | 0 | 0 | 0 | 0 | 0 | 6.82 | 20.78 | 2.21 | 0 | 9.59 | 0 | 7.06 | 17.3 | 26.52 | 1.57 | 91.85 | 39.4 | 50.7929 | 362.834 | 174.628 | 0 | 0 | 505.557 | 967.293 | 2025.88 | 119.621 | 4206.61 | 59.1661 | 0 | 0 | 0 | 100.224 | 0 | 43.6697 | 0 | 0 | 203.06 | 0 | 0 | 0 | 0 | 0 | 0 | 0 | 0 | 0 | 0 | 6.82 | 20.78 | 2.21 | 0 | 9.59 | 7.06 | 17.3 | 26.52 | 1.57 | 91.85 | 39.4 | CA Residential 2019, Vers. 1.0 | CSE 0.831 EXE |  | MPCBECC | 0 | 1.1025 | 0.019941 | 0 | 0 | 0 | 0.13421 | 0.17696 | 0.30364 | 0.020387 | 1.7576 | 1.1224 | 0 | 1.1025 | 0.019941 | 0 | 0 | 0.13421 | 0.17696 | 0.30364 | 0.020387 | 1.7576 | 1.1224 | 0 | 0 | 0 | 0 | [9 empty] | 50.7929 | 362.834 | 174.628 | 0 | 0 | 0 | 505.557 | 967.293 | 2025.88 | 119.621 | 4206.61 | 59.1661 | 0 | 0 | 0 | 100.224 | 0 | 43.6697 | 0 | 0 | 203.06 | 0 | 0 | 0 | 0 | 0 | 0 | 0 | 0 | 0 | 0 | 6.82 | 20.78 | 2.21 | 0 | 9.59 | 0 | 7.06 | 17.3 | 26.52 | 1.57 | 91.85 | 0 | 1.1025 | 0.019941 | 0 | 0 | 0 | 0.13421 | 0.17696 | 0.30364 | 0.020387 | 1.7576 | 171.332 | 1255.12 | 174.628 | 0 | 0 | 2135 | 930.001 | 2637.81 | 297.5 | 7601.4 | 142.631 | 0 | 0 | 0 | 156.635 | 0 | 65.4 | 0 | 0 | 364.666 | 0 | 0 | 0 | 0 | 0 | 0 | 0 | 0 | 0 | 0 | 17.01 | 49.18 | 2.21 | 0 | 14.99 | 30.1 | 18.1 | 34.86 | 3.98 | 170.43 | 0 | 2.1059 | 0.019941 | 0 | 0 | 0.62343 | 0.11804 | 0.43196 | 0.06293 | 3.3622 | 47.8227 | 0 | 24.57 | 23.57 | 15.83 | 23.57 | 15.83 | 23.57 | 15.83 | 53.35 | 30.04
2017-05-02 07:35 | ED9_CZ09_2700_ELEC | v30 09 S27 G20 M02 | Proposed and Standard | FAIL | -11.18 | 60.6085 | 728.305 | 556.525 | 209.168 | 0 | 2637.96 | 0 | 615.745 | 2166.85 | 2371.31 | 151.515 | 9437.37 | 0 | 0 | 0 | 0 | 0 | 0 | 0 | 0 | 0 | 0 | 0 | 0 | 0 | 0 | 0 | 0 | 0 | 0 | 0 | 0 | 6.51 | 27.94 | 2.06 | 0 | 24.5 | 0 | 6.68 | 21.58 | 24.13 | 1.55 | 114.95 | 61.01 | 746.573 | 559.567 | 209.168 | 0 | 0 | 615.745 | 2166.16 | 2371.31 | 151.515 | 6820.04 | 0 | 0 | 0 | 0 | 0 | 0 | 0 | 0 | 0 | 0 | 0 | 0 | 0 | 0 | 11.2601 | 0 | 0 | 0 | 0 | 11.2601 | 6.67 | 22.46 | 2.06 | 0 | 18.64 | 6.68 | 21.58 | 24.13 | 1.55 | 103.77 | 49.83 | CA Residential 2019, Vers. 1.0 | CSE 0.831 EXE |  | MPCBECC | 0 | 1.3821 | 0.023885 | 0 | 0.21125 | 0 | 0.16346 | 0.30905 | 0.35412 | 0.025823 | 2.4697 | 1.6173 | 0 | 1.5793 | 0.023885 | 0 | 0 | 0.16346 | 0.30958 | 0.35412 | 0.025823 | 2.4561 | 1.6032 | -0.013579 | -0.014103 | -10.7738 | -22.4363 | [9 empty] | 728.305 | 556.525 | 209.168 | 0 | 2637.96 | 0 | 615.745 | 2166.85 | 2371.31 | 151.515 | 9437.37 | 0 | 0 | 0 | 0 | 0 | 0 | 0 | 0 | 0 | 0 | 0 | 0 | 0 | 0 | 0 | 0 | 0 | 0 | 0 | 0 | 6.51 | 27.94 | 2.06 | 0 | 24.5 | 0 | 6.68 | 21.58 | 24.13 | 1.55 | 114.95 | 0 | 1.3821 | 0.023885 | 0 | 0.21125 | 0 | 0.16346 | 0.30905 | 0.35412 | 0.025823 | 2.4697 | 1932.49 | 1775.95 | 209.168 | 0 | 2780.07 | 2615 | 2596 | 3146.01 | 327.5 | 15382.2 | 0 | 0 | 0 | 0 | 0 | 0 | 0 | 0 | 0 | 0 | 0 | 0 | 0 | 0 | 0 | 0 | 0 | 0 | 0 | 0 | 17.24 | 53.27 | 2.06 | 0 | 26.29 | 28.67 | 26.39 | 32.33 | 3.41 | 189.66 | 0 | 2.8961 | 0.023885 | 0 | 0.35465 | 0.76359 | 0.38997 | 0.51519 | 0.069276 | 5.0126 | 60.6085 | 0 | 32.8008 | 61.01 | 0 | 31.19 | 18.64 | 61.01 | 0 | 98.86 | 0
2017-05-02 07:35 | ED9_CZ09_2700_NGAS | v30 09 S27 G20 M01 | Proposed and Standard | PASS | 0 | 46.3523 | 61.436 | 564.796 | 209.168 | 0 | 0 | 0 | 615.745 | 1063.97 | 2371.31 | 151.515 | 5037.94 | 71.5637 | 0 | 0 | 0 | 112.601 | 0 | 45.121 | 0 | 0 | 229.286 | 0 | 0 | 0 | 0 | 0 | 0 | 0 | 0 | 0 | 0 | 6.42 | 22.66 | 2.06 | 0 | 8.34 | 0 | 6.68 | 14.11 | 24.13 | 1.55 | 85.95 | 39.48 | 61.4361 | 564.796 | 209.168 | 0 | 0 | 615.745 | 1063.97 | 2371.31 | 151.515 | 5037.94 | 71.5639 | 0 | 0 | 0 | 112.601 | 0 | 45.121 | 0 | 0 | 229.286 | 0 | 0 | 0 | 0 | 0 | 0 | 0 | 0 | 0 | 0 | 6.42 | 22.66 | 2.06 | 0 | 8.34 | 6.68 | 14.11 | 24.13 | 1.55 | 85.95 | 39.48 | CA Residential 2019, Vers. 1.0 | CSE 0.831 EXE |  | MPCBECC | 0 | 1.5925 | 0.023885 | 0 | 0 | 0 | 0.16346 | 0.17241 | 0.35412 | 0.025823 | 2.3322 | 1.6164 | 0 | 1.5925 | 0.023885 | 0 | 0 | 0.16346 | 0.17241 | 0.35412 | 0.025823 | 2.3322 | 1.6164 | 3.0593e-08 | 3.0593e-08 | 0 | 0 | [9 empty] | 61.436 | 564.796 | 209.168 | 0 | 0 | 0 | 615.745 | 1063.97 | 2371.31 | 151.515 | 5037.94 | 71.5637 | 0 | 0 | 0 | 112.601 | 0 | 45.121 | 0 | 0 | 229.286 | 0 | 0 | 0 | 0 | 0 | 0 | 0 | 0 | 0 | 0 | 6.42 | 22.66 | 2.06 | 0 | 8.34 | 0 | 6.68 | 14.11 | 24.13 | 1.55 | 85.95 | 0 | 1.5925 | 0.023885 | 0 | 0 | 0 | 0.16346 | 0.17241 | 0.35412 | 0.025823 | 2.3322 | 229.718 | 1820.75 | 209.168 | 0 | 0 | 2615 | 989.001 | 3267.2 | 327.5 | 9458.33 | 191.236 | 0 | 0 | 0 | 169.404 | 0 | 73.4 | 0 | 0 | 434.04 | 0 | 0 | 0 | 0 | 0 | 0 | 0 | 0 | 0 | 0 | 17.72 | 54.02 | 2.06 | 0 | 12.54 | 28.67 | 15.26 | 33.58 | 3.41 | 167.26 | 0 | 2.9327 | 0.023885 | 0 | 0 | 0.76359 | 0.12681 | 0.53503 | 0.069276 | 4.4513 | 46.3523 | 0 | 23.9393 | 25.27 | 14.21 | 25.27 | 14.21 | 25.27 | 14.21 | 58.13 | 28.21
2017-05-02 07:36 | ED9_CZ09_6960_ELEC | v30 09 S69 G15 M02 | Proposed and Standard | FAIL | -25.82 | 79.8032 | 602.32 | 2905.72 | 785.772 | 0 | 14450 | 0 | 2033.7 | 12654.6 | 12062 | 433.914 | 45928 | 0 | 0 | 0 | 0 | 0 | 0 | 0 | 0 | 0 | 0 | 0 | 0 | 0 | 0 | 0 | 0 | 0 | 0 | 0 | 0 | 2.08 | 39.16 | 3.01 | 0 | 55.01 | 0 | 8.56 | 50.42 | 47.68 | 1.72 | 207.64 | 99.26 | 655.184 | 2740.32 | 785.772 | 0 | 0 | 2033.7 | 12647.1 | 12062 | 433.914 | 31358 | 0 | 0 | 0 | 0 | 0 | 0 | 0 | 0 | 0 | 0 | 0 | 0 | 0 | 0 | 60.4503 | 0 | 0 | 0 | 0 | 60.4503 | 2.26 | 29.31 | 3.01 | 0 | 38.86 | 8.56 | 50.43 | 47.68 | 1.72 | 181.83 | 73.44 | CA Residential 2019, Vers. 1.0 | CSE 0.831 EXE |  | MPCBECC | 0 | 5.0196 | 0.089726 | 0 | 2.039 | 0 | 0.53989 | 2.0122 | 1.8235 | 0.073953 | 11.5978 | 7.1483 | 0 | 5.2195 | 0.089726 | 0 | 0 | 0.53989 | 2.02 | 1.8235 | 0.073953 | 9.7666 | 5.3093 | -1.8312 | -1.839 | -14.1946 | -35.158 | [9 empty] | 602.32 | 2905.72 | 785.772 | 0 | 14450 | 0 | 2033.7 | 12654.6 | 12062 | 433.914 | 45928 | 0 | 0 | 0 | 0 | 0 | 0 | 0 | 0 | 0 | 0 | 0 | 0 | 0 | 0 | 0 | 0 | 0 | 0 | 0 | 0 | 2.08 | 39.16 | 3.01 | 0 | 55.01 | 0 | 8.56 | 50.42 | 47.68 | 1.72 | 207.64 | 0 | 5.0196 | 0.089726 | 0 | 2.039 | 0 | 0.53989 | 2.0122 | 1.8235 | 0.073953 | 11.5978 | 2774.54 | 6495.14 | 785.772 | 0 | 15255.1 | 5894.96 | 15077.5 | 10697.7 | 540.499 | 57521.2 | 0 | 0 | 0 | 0 | 0 | 0 | 0 | 0 | 0 | 0 | 0 | 0 | 0 | 0 | 0 | 0 | 0 | 0 | 0 | 0 | 9.59 | 60.88 | 3.01 | 0 | 57.54 | 25.08 | 59.26 | 42.65 | 2.18 | 260.19 | 0 | 8.0801 | 0.089726 | 0 | 2.5867 | 1.7213 | 2.2058 | 1.7518 | 0.11433 | 16.5499 | 79.8032 | 0 | 39.8593 | 99.26 | 0 | 34.58 | 38.86 | 99.26 | 0 | 131.02 | 0
2017-05-02 07:36 | ED9_CZ09_6960_NGAS | v30 09 S69 G15 M01 | Proposed and Standard | PASS | 0 | 58.3685 | 25.0482 | 2796.82 | 785.772 | 0 | 0 | 0 | 2033.7 | 5596.15 | 12062 | 433.914 | 23733.4 | 29.1774 | 0 | 0 | 0 | 604.503 | 0 | 287.954 | 0 | 0 | 921.634 | 0 | 0 | 0 | 0 | 0 | 0 | 0 | 0 | 0 | 0 | 1.02 | 29.85 | 3.01 | 0 | 17.37 | 0 | 8.56 | 30.38 | 47.68 | 1.72 | 139.59 | 51.25 | 25.0482 | 2796.82 | 785.772 | 0 | 0 | 2033.7 | 5596.15 | 12062 | 433.914 | 23733.4 | 29.1774 | 0 | 0 | 0 | 604.503 | 0 | 287.954 | 0 | 0 | 921.634 | 0 | 0 | 0 | 0 | 0 | 0 | 0 | 0 | 0 | 0 | 1.02 | 29.85 | 3.01 | 0 | 17.37 | 8.56 | 30.38 | 47.68 | 1.72 | 139.59 | 51.25 | CA Residential 2019, Vers. 1.0 | CSE 0.831 EXE |  | MPCBECC | 0 | 5.3089 | 0.089726 | 0 | 0 | 0 | 0.53989 | 1.0026 | 1.8235 | 0.073953 | 8.8385 | 5.3986 | 0 | 5.3089 | 0.089726 | 0 | 0 | 0.53989 | 1.0026 | 1.8235 | 0.073953 | 8.8385 | 5.3986 | 0 | 0 | 0 | 0 | [9 empty] | 25.0482 | 2796.82 | 785.772 | 0 | 0 | 0 | 2033.7 | 5596.15 | 12062 | 433.914 | 23733.4 | 29.1774 | 0 | 0 | 0 | 604.503 | 0 | 287.954 | 0 | 0 | 921.634 | 0 | 0 | 0 | 0 | 0 | 0 | 0 | 0 | 0 | 0 | 1.02 | 29.85 | 3.01 | 0 | 17.37 | 0 | 8.56 | 30.38 | 47.68 | 1.72 | 139.59 | 0 | 5.3089 | 0.089726 | 0 | 0 | 0 | 0.53989 | 1.0026 | 1.8235 | 0.073953 | 8.8385 | 325.192 | 6261.61 | 785.772 | 0 | 0 | 5894.96 | 6547.68 | 10697.7 | 540.499 | 31053.5 | 270.717 | 0 | 0 | 0 | 1053.72 | 0 | 291.124 | 0 | 0 | 1615.56 | 0 | 0 | 0 | 0 | 0 | 0 | 0 | 0 | 0 | 0 | 9.75 | 59.69 | 3.01 | 0 | 30.29 | 25.08 | 33.55 | 42.65 | 2.18 | 206.2 | 0 | 7.977 | 0.089726 | 0 | 0 | 1.7213 | 0.80892 | 1.7518 | 0.11433 | 12.4632 | 58.3685 | 0 | 26.6064 | 32.95 | 18.3 | 32.95 | 18.3 | 32.95 | 18.3 | 63.82 | 38.92
2017-05-02 07:35 | ED9_CZ10_2100_ELEC | v30 10 S21 G20 M02 | Proposed and Standard | FAIL | -12.18 | 62.5924 | 738.409 | 436.336 | 172.394 | 0 | 2346.33 | 0 | 505.557 | 2043.71 | 2025.88 | 119.621 | 8388.24 | 0 | 0 | 0 | 0 | 0 | 0 | 0 | 0 | 0 | 0 | 0 | 0 | 0 | 0 | 0 | 0 | 0 | 0 | 0 | 0 | 8.49 | 25.22 | 2.19 | 0 | 29.96 | 0 | 7.16 | 27.41 | 26.62 | 1.59 | 128.64 | 65.86 | 778.347 | 453.417 | 172.394 | 0 | 0 | 505.557 | 2043.33 | 2025.88 | 119.621 | 6098.54 | 0 | 0 | 0 | 0 | 0 | 0 | 0 | 0 | 0 | 0 | 0 | 0 | 0 | 0 | 9.9472 | 0 | 0 | 0 | 0 | 9.9472 | 8.95 | 21.29 | 2.19 | 0 | 21.25 | 7.16 | 27.42 | 26.62 | 1.59 | 116.47 | 53.68 | CA Residential 2019, Vers. 1.0 | CSE 0.831 EXE |  | MPCBECC | 0 | 0.94505 | 0.019686 | 0 | 0.29744 | 0 | 0.13421 | 0.36323 | 0.30364 | 0.020387 | 2.0836 | 1.2622 | 0 | 1.1766 | 0.019686 | 0 | 0 | 0.13421 | 0.3638 | 0.30364 | 0.020387 | 2.0184 | 1.1963 | -0.065269 | -0.065837 | -10.449 | -22.69 | [9 empty] | 738.409 | 436.336 | 172.394 | 0 | 2346.33 | 0 | 505.557 | 2043.71 | 2025.88 | 119.621 | 8388.24 | 0 | 0 | 0 | 0 | 0 | 0 | 0 | 0 | 0 | 0 | 0 | 0 | 0 | 0 | 0 | 0 | 0 | 0 | 0 | 0 | 8.49 | 25.22 | 2.19 | 0 | 29.96 | 0 | 7.16 | 27.41 | 26.62 | 1.59 | 128.64 | 0 | 0.94505 | 0.019686 | 0 | 0.29744 | 0 | 0.13421 | 0.36323 | 0.30364 | 0.020387 | 2.0836 | 1683.47 | 1697.65 | 172.394 | 0 | 2474.74 | 2135 | 2349 | 2531 | 297.5 | 13340.8 | 0 | 0 | 0 | 0 | 0 | 0 | 0 | 0 | 0 | 0 | 0 | 0 | 0 | 0 | 0 | 0 | 0 | 0 | 0 | 0 | 19.33 | 53.75 | 2.19 | 0 | 31.3 | 30.55 | 30.78 | 33.6 | 4.02 | 205.52 | 0 | 2.2949 | 0.019686 | 0 | 0.38902 | 0.62343 | 0.35042 | 0.41447 | 0.06293 | 4.1549 | 62.5924 | 0 | 35.1742 | 65.86 | 0 | 32.43 | 21.25 | 65.86 | 0 | 106.57 | 0
2017-05-02 07:35 | ED9_CZ10_2100_NGAS | v30 10 S21 G20 M01 | Proposed and Standard | PASS | 0 | 46.8237 | 59.1004 | 458.997 | 172.394 | 0 | 0 | 0 | 505.557 | 969.495 | 2025.88 | 119.621 | 4311.05 | 68.8464 | 0 | 0 | 0 | 99.4723 | 0 | 43.6697 | 0 | 0 | 211.988 | 0 | 0 | 0 | 0 | 0 | 0 | 0 | 0 | 0 | 0 | 7.92 | 21.52 | 2.19 | 0 | 9.53 | 0 | 7.16 | 17.16 | 26.62 | 1.59 | 93.69 | 41.16 | 59.1004 | 458.997 | 172.394 | 0 | 0 | 505.557 | 969.495 | 2025.88 | 119.621 | 4311.05 | 68.8464 | 0 | 0 | 0 | 99.4723 | 0 | 43.6697 | 0 | 0 | 211.988 | 0 | 0 | 0 | 0 | 0 | 0 | 0 | 0 | 0 | 0 | 7.92 | 21.52 | 2.19 | 0 | 9.53 | 7.16 | 17.16 | 26.62 | 1.59 | 93.69 | 41.16 | CA Residential 2019, Vers. 1.0 | CSE 0.831 EXE |  | MPCBECC | 0 | 1.1905 | 0.019686 | 0 | 0 | 0 | 0.13421 | 0.1775 | 0.30364 | 0.020387 | 1.846 | 1.2102 | 0 | 1.1905 | 0.019686 | 0 | 0 | 0.13421 | 0.1775 | 0.30364 | 0.020387 | 1.846 | 1.2102 | 0 | 0 | 0 | 0 | [9 empty] | 59.1004 | 458.997 | 172.394 | 0 | 0 | 0 | 505.557 | 969.495 | 2025.88 | 119.621 | 4311.05 | 68.8464 | 0 | 0 | 0 | 99.4723 | 0 | 43.6697 | 0 | 0 | 211.988 | 0 | 0 | 0 | 0 | 0 | 0 | 0 | 0 | 0 | 0 | 7.92 | 21.52 | 2.19 | 0 | 9.53 | 0 | 7.16 | 17.16 | 26.62 | 1.59 | 93.69 | 0 | 1.1905 | 0.019686 | 0 | 0 | 0 | 0.13421 | 0.1775 | 0.30364 | 0.020387 | 1.846 | 189.807 | 1745.16 | 172.394 | 0 | 0 | 2135 | 930.001 | 2637.81 | 297.5 | 8107.68 | 158.018 | 0 | 0 | 0 | 155.807 | 0 | 65.4 | 0 | 0 | 379.225 | 0 | 0 | 0 | 0 | 0 | 0 | 0 | 0 | 0 | 0 | 18.83 | 54.78 | 2.19 | 0 | 14.93 | 30.55 | 18.12 | 35.02 | 4.02 | 178.44 | 0 | 2.3292 | 0.019686 | 0 | 0 | 0.62343 | 0.11804 | 0.43196 | 0.06293 | 3.5853 | 46.8237 | 0 | 24.7438 | 24.39 | 16.77 | 24.39 | 16.77 | 24.39 | 16.77 | 59.15 | 31.58
2017-05-02 07:35 | ED9_CZ10_2700_ELEC | v30 10 S27 G20 M02 | Proposed and Standard | FAIL | -12.57 | 59.7007 | 887.424 | 705.097 | 205.295 | 0 | 2618.41 | 0 | 615.745 | 2170.35 | 2371.31 | 151.515 | 9725.15 | 0 | 0 | 0 | 0 | 0 | 0 | 0 | 0 | 0 | 0 | 0 | 0 | 0 | 0 | 0 | 0 | 0 | 0 | 0 | 0 | 7.94 | 29.48 | 2.03 | 0 | 25.31 | 0 | 6.78 | 21.95 | 24.22 | 1.56 | 119.27 | 64.76 | 907.601 | 706.613 | 205.295 | 0 | 0 | 615.745 | 2169.74 | 2371.31 | 151.515 | 7127.81 | 0 | 0 | 0 | 0 | 0 | 0 | 0 | 0 | 0 | 0 | 0 | 0 | 0 | 0 | 11.1754 | 0 | 0 | 0 | 0 | 11.1754 | 8.12 | 23.52 | 2.03 | 0 | 18.52 | 6.78 | 21.95 | 24.22 | 1.56 | 106.7 | 52.19 | CA Residential 2019, Vers. 1.0 | CSE 0.831 EXE |  | MPCBECC | 0 | 1.4888 | 0.023442 | 0 | 0.20471 | 0 | 0.16346 | 0.3097 | 0.35412 | 0.025823 | 2.57 | 1.7169 | 0 | 1.6877 | 0.023442 | 0 | 0 | 0.16346 | 0.31042 | 0.35412 | 0.025823 | 2.565 | 1.7112 | -0.0050119 | -0.0057387 | -11.7807 | -24.0851 | [9 empty] | 887.424 | 705.097 | 205.295 | 0 | 2618.41 | 0 | 615.745 | 2170.35 | 2371.31 | 151.515 | 9725.15 | 0 | 0 | 0 | 0 | 0 | 0 | 0 | 0 | 0 | 0 | 0 | 0 | 0 | 0 | 0 | 0 | 0 | 0 | 0 | 0 | 7.94 | 29.48 | 2.03 | 0 | 25.31 | 0 | 6.78 | 21.95 | 24.22 | 1.56 | 119.27 | 0 | 1.4888 | 0.023442 | 0 | 0.20471 | 0 | 0.16346 | 0.3097 | 0.35412 | 0.025823 | 2.57 | 2277.38 | 2433.98 | 205.295 | 0 | 2758.51 | 2615 | 2596 | 3146.01 | 327.5 | 16359.7 | 0 | 0 | 0 | 0 | 0 | 0 | 0 | 0 | 0 | 0 | 0 | 0 | 0 | 0 | 0 | 0 | 0 | 0 | 0 | 0 | 20.34 | 59.43 | 2.03 | 0 | 26.47 | 29.1 | 26.48 | 32.49 | 3.44 | 199.78 | 0 | 3.2142 | 0.023442 | 0 | 0.27374 | 0.76359 | 0.38997 | 0.51519 | 0.069276 | 5.2494 | 59.7007 | 0 | 32.701 | 64.76 | 0 | 33.67 | 18.52 | 64.76 | 0 | 108.27 | 0
2017-05-02 07:35 | ED9_CZ10_2700_NGAS | v30 10 S27 G20 M01 | Proposed and Standard | PASS | 0 | 45.3211 | 70.7074 | 713.693 | 205.295 | 0 | 0 | 0 | 615.745 | 1067.33 | 2371.31 | 151.515 | 5195.6 | 82.3674 | 0 | 0 | 0 | 111.754 | 0 | 45.121 | 0 | 0 | 239.242 | 0 | 0 | 0 | 0 | 0 | 0 | 0 | 0 | 0 | 0 | 7.37 | 23.72 | 2.03 | 0 | 8.29 | 0 | 6.78 | 14.26 | 24.22 | 1.56 | 88.23 | 41.41 | 70.7074 | 713.694 | 205.295 | 0 | 0 | 615.745 | 1067.33 | 2371.31 | 151.515 | 5195.6 | 82.3674 | 0 | 0 | 0 | 111.754 | 0 | 45.121 | 0 | 0 | 239.242 | 0 | 0 | 0 | 0 | 0 | 0 | 0 | 0 | 0 | 0 | 7.37 | 23.72 | 2.03 | 0 | 8.29 | 6.78 | 14.26 | 24.22 | 1.56 | 88.23 | 41.41 | CA Residential 2019, Vers. 1.0 | CSE 0.831 EXE |  | MPCBECC | 0 | 1.7015 | 0.023442 | 0 | 0 | 0 | 0.16346 | 0.17325 | 0.35412 | 0.025823 | 2.4416 | 1.7249 | 0 | 1.7015 | 0.023442 | 0 | 0 | 0.16346 | 0.17325 | 0.35412 | 0.025823 | 2.4416 | 1.7249 | 6.3036e-07 | 6.3036e-07 | 0 | 0 | [9 empty] | 70.7074 | 713.693 | 205.295 | 0 | 0 | 0 | 615.745 | 1067.33 | 2371.31 | 151.515 | 5195.6 | 82.3674 | 0 | 0 | 0 | 111.754 | 0 | 45.121 | 0 | 0 | 239.242 | 0 | 0 | 0 | 0 | 0 | 0 | 0 | 0 | 0 | 0 | 7.37 | 23.72 | 2.03 | 0 | 8.29 | 0 | 6.78 | 14.26 | 24.22 | 1.56 | 88.23 | 0 | 1.7015 | 0.023442 | 0 | 0 | 0 | 0.16346 | 0.17325 | 0.35412 | 0.025823 | 2.4416 | 258.884 | 2486.18 | 205.295 | 0 | 0 | 2615 | 989.001 | 3267.2 | 327.5 | 10149.1 | 215.526 | 0 | 0 | 0 | 168.496 | 0 | 73.4 | 0 | 0 | 457.423 | 0 | 0 | 0 | 0 | 0 | 0 | 0 | 0 | 0 | 0 | 19.94 | 60.31 | 2.03 | 0 | 12.49 | 29.1 | 15.28 | 33.74 | 3.44 | 176.33 | 0 | 3.2506 | 0.023442 | 0 | 0 | 0.76359 | 0.12681 | 0.53503 | 0.069276 | 4.7687 | 45.3211 | 0 | 24.0706 | 26.38 | 15.03 | 26.38 | 15.03 | 26.38 | 15.03 | 64.65 | 30.12
2017-05-02 07:36 | ED9_CZ10_6960_ELEC | v30 10 S69 G15 M02 | Proposed and Standard | FAIL | -25.78 | 77.9632 | 846.068 | 3637.51 | 785.772 | 0 | 14341.5 | 0 | 2033.7 | 12661 | 12062 | 433.914 | 46801.4 | 0 | 0 | 0 | 0 | 0 | 0 | 0 | 0 | 0 | 0 | 0 | 0 | 0 | 0 | 0 | 0 | 0 | 0 | 0 | 0 | 2.92 | 40.95 | 3.01 | 0 | 55.04 | 0 | 8.69 | 50.54 | 47.86 | 1.74 | 210.75 | 101.92 | 917.993 | 3399.68 | 785.772 | 0 | 0 | 2033.7 | 12655.5 | 12062 | 433.914 | 32288.5 | 0 | 0 | 0 | 0 | 0 | 0 | 0 | 0 | 0 | 0 | 0 | 0 | 0 | 0 | 59.9821 | 0 | 0 | 0 | 0 | 59.9821 | 3.17 | 31.35 | 3.01 | 0 | 38.61 | 8.69 | 50.57 | 47.86 | 1.74 | 185 | 76.14 | CA Residential 2019, Vers. 1.0 | CSE 0.831 EXE |  | MPCBECC | 0 | 5.1699 | 0.089726 | 0 | 1.8125 | 0 | 0.53989 | 2.0122 | 1.8235 | 0.073953 | 11.5217 | 7.0722 | 0 | 5.2321 | 0.089726 | 0 | 0 | 0.53989 | 2.0212 | 1.8235 | 0.073953 | 9.7804 | 5.3219 | -1.7413 | -1.7503 | -13.9189 | -33.8587 | [9 empty] | 846.068 | 3637.51 | 785.772 | 0 | 14341.5 | 0 | 2033.7 | 12661 | 12062 | 433.914 | 46801.4 | 0 | 0 | 0 | 0 | 0 | 0 | 0 | 0 | 0 | 0 | 0 | 0 | 0 | 0 | 0 | 0 | 0 | 0 | 0 | 0 | 2.92 | 40.95 | 3.01 | 0 | 55.04 | 0 | 8.69 | 50.54 | 47.86 | 1.74 | 210.75 | 0 | 5.1699 | 0.089726 | 0 | 1.8125 | 0 | 0.53989 | 2.0122 | 1.8235 | 0.073953 | 11.5217 | 3358.78 | 8160.75 | 785.772 | 0 | 15143 | 5894.96 | 15077.5 | 10697.7 | 540.499 | 59659 | 0 | 0 | 0 | 0 | 0 | 0 | 0 | 0 | 0 | 0 | 0 | 0 | 0 | 0 | 0 | 0 | 0 | 0 | 0 | 0 | 11.63 | 67.02 | 3.01 | 0 | 58.71 | 25.45 | 59.45 | 42.85 | 2.2 | 270.32 | 0 | 8.7188 | 0.089726 | 0 | 2.4185 | 1.7213 | 2.2058 | 1.7518 | 0.11433 | 17.0203 | 77.9632 | 0 | 39.3904 | 101.92 | 0 | 37.53 | 38.61 | 101.92 | 0 | 140.37 | 0
2017-05-02 07:36 | ED9_CZ10_6960_NGAS | v30 10 S69 G15 M01 | Proposed and Standard | FAIL | -0.01 | 56.9317 | 33.7301 | 3465.73 | 785.772 | 0 | 0 | 0 | 2033.7 | 5603.15 | 12062 | 433.914 | 24418 | 39.2923 | 0 | 0 | 0 | 599.821 | 0 | 287.954 | 0 | 0 | 927.067 | 0 | 0 | 0 | 0 | 0 | 0 | 0 | 0 | 0 | 0 | 1.37 | 31.98 | 3.01 | 0 | 17.27 | 0 | 8.69 | 30.48 | 47.86 | 1.74 | 142.4 | 53.63 | 33.7304 | 3465.1 | 785.772 | 0 | 0 | 2033.7 | 5603.13 | 12062 | 433.914 | 24417.3 | 39.2927 | 0 | 0 | 0 | 599.821 | 0 | 287.954 | 0 | 0 | 927.068 | 0 | 0 | 0 | 0 | 0 | 0 | 0 | 0 | 0 | 0 | 1.37 | 31.97 | 3.01 | 0 | 17.27 | 8.69 | 30.48 | 47.86 | 1.74 | 142.39 | 53.62 | CA Residential 2019, Vers. 1.0 | CSE 0.831 EXE |  | MPCBECC | 0 | 5.3388 | 0.089726 | 0 | 0 | 0 | 0.53989 | 1.0037 | 1.8235 | 0.073953 | 8.8696 | 5.4285 | 0 | 5.3376 | 0.089726 | 0 | 0 | 0.53989 | 1.0037 | 1.8235 | 0.073953 | 8.8684 | 5.4273 | -0.0011755 | -0.001176 | -0.007023 | -0.01865 | [9 empty] | 33.7301 | 3465.73 | 785.772 | 0 | 0 | 0 | 2033.7 | 5603.15 | 12062 | 433.914 | 24418 | 39.2923 | 0 | 0 | 0 | 599.821 | 0 | 287.954 | 0 | 0 | 927.067 | 0 | 0 | 0 | 0 | 0 | 0 | 0 | 0 | 0 | 0 | 1.37 | 31.98 | 3.01 | 0 | 17.27 | 0 | 8.69 | 30.48 | 47.86 | 1.74 | 142.4 | 0 | 5.3388 | 0.089726 | 0 | 0 | 0 | 0.53989 | 1.0037 | 1.8235 | 0.073953 | 8.8696 | 370.09 | 7899.69 | 785.772 | 0 | 0 | 5894.96 | 6547.68 | 10697.7 | 540.499 | 32736.4 | 308.108 | 0 | 0 | 0 | 1048.34 | 0 | 291.124 | 0 | 0 | 1647.57 | 0 | 0 | 0 | 0 | 0 | 0 | 0 | 0 | 0 | 0 | 11.09 | 65.73 | 3.01 | 0 | 30.18 | 25.45 | 33.58 | 42.85 | 2.2 | 214.09 | 0 | 8.615 | 0.089726 | 0 | 0 | 1.7213 | 0.80892 | 1.7518 | 0.11433 | 13.1011 | 56.9317 | 0 | 26.7467 | 35.11 | 18.52 | 35.1 | 18.52 | 35.11 | 18.52 | 70.02 | 39.99
2017-05-02 07:35 | ED9_CZ11_2100_ELEC | v30 11 S21 G20 M02 | Proposed and Standard | FAIL | -16.14 | 59.6791 | 1995.48 | 1041.11 | 166.437 | 0 | 2394.06 | 0 | 505.557 | 2040.44 | 2025.88 | 119.621 | 10288.6 | 0 | 0 | 0 | 0 | 0 | 0 | 0 | 0 | 0 | 0 | 0 | 0 | 0 | 0 | 0 | 0 | 0 | 0 | 0 | 0 | 23.96 | 41.65 | 2.19 | 0 | 33.25 | 0 | 7.35 | 29.12 | 27.48 | 1.63 | 166.63 | 101.05 | 2049.57 | 1072.32 | 166.437 | 0 | 0 | 505.557 | 2040.08 | 2025.88 | 119.621 | 7979.47 | 0 | 0 | 0 | 0 | 0 | 0 | 0 | 0 | 0 | 0 | 0 | 0 | 0 | 0 | 10.153 | 0 | 0 | 0 | 0 | 10.153 | 24.61 | 36.31 | 2.19 | 0 | 21.8 | 7.35 | 29.12 | 27.48 | 1.63 | 150.49 | 84.91 | CA Residential 2019, Vers. 1.0 | CSE 0.831 EXE |  | MPCBECC | 0 | 1.4458 | 0.019005 | 0 | 0.26844 | 0 | 0.13421 | 0.36441 | 0.30364 | 0.020387 | 2.5559 | 1.7333 | 0 | 1.649 | 0.019005 | 0 | 0 | 0.13421 | 0.36491 | 0.30364 | 0.020387 | 2.4912 | 1.6681 | -0.064712 | -0.065208 | -10.725 | -19.0084 | [9 empty] | 1995.48 | 1041.11 | 166.437 | 0 | 2394.06 | 0 | 505.557 | 2040.44 | 2025.88 | 119.621 | 10288.6 | 0 | 0 | 0 | 0 | 0 | 0 | 0 | 0 | 0 | 0 | 0 | 0 | 0 | 0 | 0 | 0 | 0 | 0 | 0 | 0 | 23.96 | 41.65 | 2.19 | 0 | 33.25 | 0 | 7.35 | 29.12 | 27.48 | 1.63 | 166.63 | 0 | 1.4458 | 0.019005 | 0 | 0.26844 | 0 | 0.13421 | 0.36441 | 0.30364 | 0.020387 | 2.5559 | 4089.98 | 3149.43 | 166.437 | 0 | 2526.12 | 2135 | 2349 | 2531 | 297.5 | 17244.5 | 0 | 0 | 0 | 0 | 0 | 0 | 0 | 0 | 0 | 0 | 0 | 0 | 0 | 0 | 0 | 0 | 0 | 0 | 0 | 0 | 49.05 | 88.25 | 2.19 | 0 | 37.04 | 31.81 | 31.96 | 34.88 | 4.03 | 279.21 | 0 | 3.1393 | 0.019005 | 0 | 0.27165 | 0.62343 | 0.35042 | 0.41447 | 0.06293 | 4.8812 | 59.6791 | 0 | 33.8527 | 101.05 | 0 | 63.11 | 21.8 | 101.05 | 0 | 176.53 | 0
2017-05-02 07:35 | ED9_CZ11_2100_NGAS | v30 11 S21 G20 M01 | Proposed and Standard | PASS | 0 | 45.9425 | 159.748 | 1080.9 | 166.437 | 0 | 0 | 0 | 505.557 | 965.404 | 2025.88 | 119.621 | 5023.54 | 186.048 | 0 | 0 | 0 | 101.53 | 0 | 43.6697 | 0 | 0 | 331.247 | 0 | 0 | 0 | 0 | 0 | 0 | 0 | 0 | 0 | 0 | 21.39 | 35.99 | 2.19 | 0 | 9.74 | 0 | 7.35 | 18.07 | 27.48 | 1.63 | 123.84 | 69.31 | 159.748 | 1080.9 | 166.437 | 0 | 0 | 505.557 | 965.404 | 2025.88 | 119.621 | 5023.54 | 186.048 | 0 | 0 | 0 | 101.53 | 0 | 43.6697 | 0 | 0 | 331.247 | 0 | 0 | 0 | 0 | 0 | 0 | 0 | 0 | 0 | 0 | 21.39 | 35.99 | 2.19 | 0 | 9.74 | 7.35 | 18.07 | 27.48 | 1.63 | 123.84 | 69.31 | CA Residential 2019, Vers. 1.0 | CSE 0.831 EXE |  | MPCBECC | 0 | 1.6467 | 0.019005 | 0 | 0 | 0 | 0.13421 | 0.17867 | 0.30364 | 0.020387 | 2.3026 | 1.6657 | 0 | 1.6467 | 0.019005 | 0 | 0 | 0.13421 | 0.17867 | 0.30364 | 0.020387 | 2.3026 | 1.6657 | 0 | 0 | 0 | 0 | [9 empty] | 159.748 | 1080.9 | 166.437 | 0 | 0 | 0 | 505.557 | 965.404 | 2025.88 | 119.621 | 5023.54 | 186.048 | 0 | 0 | 0 | 101.53 | 0 | 43.6697 | 0 | 0 | 331.247 | 0 | 0 | 0 | 0 | 0 | 0 | 0 | 0 | 0 | 0 | 21.39 | 35.99 | 2.19 | 0 | 9.74 | 0 | 7.35 | 18.07 | 27.48 | 1.63 | 123.84 | 0 | 1.6467 | 0.019005 | 0 | 0 | 0 | 0.13421 | 0.17867 | 0.30364 | 0.020387 | 2.3026 | 440.326 | 3204.32 | 166.437 | 0 | 0 | 2135 | 930.001 | 2637.81 | 297.5 | 9811.4 | 366.496 | 0 | 0 | 0 | 157.638 | 0 | 65.4 | 0 | 0 | 589.534 | 0 | 0 | 0 | 0 | 0 | 0 | 0 | 0 | 0 | 0 | 43.64 | 89.23 | 2.19 | 0 | 15.12 | 31.81 | 18.56 | 36.35 | 4.03 | 240.93 | 0 | 3.1755 | 0.019005 | 0 | 0 | 0.62343 | 0.11804 | 0.43196 | 0.06293 | 4.4308 | 45.9425 | 0 | 25.1786 | 40.1 | 29.21 | 40.1 | 29.21 | 40.1 | 29.21 | 96.7 | 53.48
2017-05-02 07:35 | ED9_CZ11_2700_ELEC | v30 11 S27 G20 M02 | Proposed and Standard | FAIL | -13.87 | 55.7705 | 2314.13 | 1507.09 | 194.968 | 0 | 2672.06 | 0 | 615.745 | 2164.79 | 2371.31 | 151.515 | 11991.6 | 0 | 0 | 0 | 0 | 0 | 0 | 0 | 0 | 0 | 0 | 0 | 0 | 0 | 0 | 0 | 0 | 0 | 0 | 0 | 0 | 21.62 | 45 | 2 | 0 | 25.62 | 0 | 6.96 | 22.97 | 25 | 1.6 | 150.77 | 94.24 | 2338.89 | 1507.35 | 194.968 | 0 | 0 | 615.745 | 2164.23 | 2371.31 | 151.515 | 9344.01 | 0 | 0 | 0 | 0 | 0 | 0 | 0 | 0 | 0 | 0 | 0 | 0 | 0 | 0 | 11.4061 | 0 | 0 | 0 | 0 | 11.4061 | 21.85 | 37.52 | 2 | 0 | 19 | 6.96 | 22.97 | 25 | 1.6 | 136.9 | 80.37 | CA Residential 2019, Vers. 1.0 | CSE 0.831 EXE |  | MPCBECC | 0 | 2.0236 | 0.022263 | 0 | 0.17158 | 0 | 0.16346 | 0.31125 | 0.35412 | 0.025823 | 3.072 | 2.2174 | 0 | 2.1405 | 0.022263 | 0 | 0 | 0.16346 | 0.3118 | 0.35412 | 0.025823 | 3.018 | 2.1628 | -0.054036 | -0.054589 | -10.1315 | -17.2577 | [9 empty] | 2314.13 | 1507.09 | 194.968 | 0 | 2672.06 | 0 | 615.745 | 2164.79 | 2371.31 | 151.515 | 11991.6 | 0 | 0 | 0 | 0 | 0 | 0 | 0 | 0 | 0 | 0 | 0 | 0 | 0 | 0 | 0 | 0 | 0 | 0 | 0 | 0 | 21.62 | 45 | 2 | 0 | 25.62 | 0 | 6.96 | 22.97 | 25 | 1.6 | 150.77 | 0 | 2.0236 | 0.022263 | 0 | 0.17158 | 0 | 0.16346 | 0.31125 | 0.35412 | 0.025823 | 3.072 | 5462.52 | 4378.34 | 194.968 | 0 | 2816.04 | 2615 | 2596 | 3146.01 | 327.5 | 21536.4 | 0 | 0 | 0 | 0 | 0 | 0 | 0 | 0 | 0 | 0 | 0 | 0 | 0 | 0 | 0 | 0 | 0 | 0 | 0 | 0 | 50.96 | 94.91 | 2 | 0 | 27.5 | 30.3 | 27.5 | 33.72 | 3.45 | 270.34 | 0 | 4.3208 | 0.022263 | 0 | 0.18273 | 0.76359 | 0.38997 | 0.51519 | 0.069276 | 6.2638 | 55.7705 | 0 | 31.1312 | 94.24 | 0 | 61.37 | 19 | 94.24 | 0 | 175.37 | 0
2017-05-02 07:35 | ED9_CZ11_2700_NGAS | v30 11 S27 G20 M01 | Proposed and Standard | PASS | 0 | 43.2883 | 182.464 | 1515.29 | 194.968 | 0 | 0 | 0 | 615.745 | 1061.01 | 2371.31 | 151.515 | 6092.3 | 212.504 | 0 | 0 | 0 | 114.061 | 0 | 45.121 | 0 | 0 | 371.686 | 0 | 0 | 0 | 0 | 0 | 0 | 0 | 0 | 0 | 0 | 19.03 | 37.17 | 2 | 0 | 8.47 | 0 | 6.96 | 14.64 | 25 | 1.6 | 114.87 | 66.67 | 182.464 | 1515.29 | 194.968 | 0 | 0 | 615.745 | 1061.01 | 2371.31 | 151.515 | 6092.3 | 212.504 | 0 | 0 | 0 | 114.061 | 0 | 45.121 | 0 | 0 | 371.686 | 0 | 0 | 0 | 0 | 0 | 0 | 0 | 0 | 0 | 0 | 19.03 | 37.17 | 2 | 0 | 8.47 | 6.96 | 14.64 | 25 | 1.6 | 114.87 | 66.67 | CA Residential 2019, Vers. 1.0 | CSE 0.831 EXE |  | MPCBECC | 0 | 2.1324 | 0.022263 | 0 | 0 | 0 | 0.16346 | 0.17469 | 0.35412 | 0.025823 | 2.8728 | 2.1547 | 0 | 2.1324 | 0.022263 | 0 | 0 | 0.16346 | 0.17469 | 0.35412 | 0.025823 | 2.8728 | 2.1547 | 7.2831e-14 | 7.2831e-14 | 0 | 0 | [9 empty] | 182.464 | 1515.29 | 194.968 | 0 | 0 | 0 | 615.745 | 1061.01 | 2371.31 | 151.515 | 6092.3 | 212.504 | 0 | 0 | 0 | 114.061 | 0 | 45.121 | 0 | 0 | 371.686 | 0 | 0 | 0 | 0 | 0 | 0 | 0 | 0 | 0 | 0 | 19.03 | 37.17 | 2 | 0 | 8.47 | 0 | 6.96 | 14.64 | 25 | 1.6 | 114.87 | 0 | 2.1324 | 0.022263 | 0 | 0 | 0 | 0.16346 | 0.17469 | 0.35412 | 0.025823 | 2.8728 | 590.041 | 4438.08 | 194.968 | 0 | 0 | 2615 | 989.001 | 3267.2 | 327.5 | 12421.8 | 491.108 | 0 | 0 | 0 | 170.536 | 0 | 73.4 | 0 | 0 | 735.043 | 0 | 0 | 0 | 0 | 0 | 0 | 0 | 0 | 0 | 0 | 45.44 | 95.75 | 2 | 0 | 12.66 | 30.3 | 15.64 | 35.02 | 3.45 | 240.26 | 0 | 4.361 | 0.022263 | 0 | 0 | 0.76359 | 0.12681 | 0.53503 | 0.069276 | 5.878 | 43.2883 | 0 | 23.4135 | 40.88 | 25.79 | 40.88 | 25.79 | 40.88 | 25.79 | 103.25 | 52.6
2017-05-02 07:36 | ED9_CZ11_6960_ELEC | v30 11 S69 G15 M02 | Proposed and Standard | FAIL | -26.39 | 72.8791 | 3560.74 | 5582.36 | 785.772 | 0 | 14593.4 | 0 | 2033.7 | 12619.1 | 12062 | 433.914 | 51671 | 0 | 0 | 0 | 0 | 0 | 0 | 0 | 0 | 0 | 0 | 0 | 0 | 0 | 0 | 0 | 0 | 0 | 0 | 0 | 0 | 12.88 | 53.46 | 3.13 | 0 | 60.41 | 0 | 8.92 | 55.28 | 49.4 | 1.78 | 245.26 | 129.88 | 3651.98 | 5396.4 | 785.772 | 0 | 0 | 2033.7 | 12615.7 | 12062 | 433.914 | 36979.4 | 0 | 0 | 0 | 0 | 0 | 0 | 0 | 0 | 0 | 0 | 0 | 0 | 0 | 0 | 61.1283 | 0 | 0 | 0 | 0 | 61.1283 | 13.21 | 47.6 | 3.13 | 0 | 39.55 | 8.92 | 55.29 | 49.4 | 1.78 | 218.88 | 103.49 | CA Residential 2019, Vers. 1.0 | CSE 0.831 EXE |  | MPCBECC | 0 | 6.2793 | 0.089726 | 0 | 1.8584 | 0 | 0.53989 | 2.0122 | 1.8235 | 0.073953 | 12.6769 | 8.2274 | 0 | 6.8396 | 0.089726 | 0 | 0 | 0.53989 | 2.0161 | 1.8235 | 0.073953 | 11.3827 | 6.9293 | -1.2942 | -1.2981 | -12.0523 | -25.5 | [9 empty] | 3560.74 | 5582.36 | 785.772 | 0 | 14593.4 | 0 | 2033.7 | 12619.1 | 12062 | 433.914 | 51671 | 0 | 0 | 0 | 0 | 0 | 0 | 0 | 0 | 0 | 0 | 0 | 0 | 0 | 0 | 0 | 0 | 0 | 0 | 0 | 0 | 12.88 | 53.46 | 3.13 | 0 | 60.41 | 0 | 8.92 | 55.28 | 49.4 | 1.78 | 245.26 | 0 | 6.2793 | 0.089726 | 0 | 1.8584 | 0 | 0.53989 | 2.0122 | 1.8235 | 0.073953 | 12.6769 | 9833.07 | 12716.5 | 785.772 | 0 | 15402.5 | 5894.96 | 15077.5 | 10697.7 | 540.499 | 70948.6 | 0 | 0 | 0 | 0 | 0 | 0 | 0 | 0 | 0 | 0 | 0 | 0 | 0 | 0 | 0 | 0 | 0 | 0 | 0 | 0 | 35.59 | 99.05 | 3.13 | 0 | 63.83 | 26.5 | 61.74 | 44.48 | 2.21 | 336.53 | 0 | 11.3492 | 0.089726 | 0 | 1.9584 | 1.7213 | 2.2058 | 1.7518 | 0.11433 | 19.1907 | 72.8791 | 0 | 34.9835 | 129.88 | 0 | 63.94 | 39.55 | 129.88 | 0 | 201.6 | 0
2017-05-02 07:36 | ED9_CZ11_6960_NGAS | v30 11 S69 G15 M01 | Proposed and Standard | PASS | 0 | 53.1201 | 219.923 | 5406.04 | 785.772 | 0 | 0 | 0 | 2033.7 | 5556.87 | 12062 | 433.914 | 26498.2 | 256.13 | 0 | 0 | 0 | 611.283 | 0 | 287.954 | 0 | 0 | 1155.37 | 0 | 0 | 0 | 0 | 0 | 0 | 0 | 0 | 0 | 0 | 8.95 | 45.24 | 3.13 | 0 | 17.62 | 0 | 8.92 | 31.69 | 49.4 | 1.78 | 166.73 | 74.94 | 219.923 | 5406.04 | 785.772 | 0 | 0 | 2033.7 | 5556.87 | 12062 | 433.914 | 26498.2 | 256.13 | 0 | 0 | 0 | 611.283 | 0 | 287.954 | 0 | 0 | 1155.37 | 0 | 0 | 0 | 0 | 0 | 0 | 0 | 0 | 0 | 0 | 8.95 | 45.24 | 3.13 | 0 | 17.62 | 8.92 | 31.69 | 49.4 | 1.78 | 166.73 | 74.94 | CA Residential 2019, Vers. 1.0 | CSE 0.831 EXE |  | MPCBECC | 0 | 6.5919 | 0.089726 | 0 | 0 | 0 | 0.53989 | 1.0008 | 1.8235 | 0.073953 | 10.1197 | 6.6816 | 0 | 6.5919 | 0.089726 | 0 | 0 | 0.53989 | 1.0008 | 1.8235 | 0.073953 | 10.1197 | 6.6816 | 0 | 0 | 0 | 0 | [9 empty] | 219.923 | 5406.04 | 785.772 | 0 | 0 | 0 | 2033.7 | 5556.87 | 12062 | 433.914 | 26498.2 | 256.13 | 0 | 0 | 0 | 611.283 | 0 | 287.954 | 0 | 0 | 1155.37 | 0 | 0 | 0 | 0 | 0 | 0 | 0 | 0 | 0 | 0 | 8.95 | 45.24 | 3.13 | 0 | 17.62 | 0 | 8.92 | 31.69 | 49.4 | 1.78 | 166.73 | 0 | 6.5919 | 0.089726 | 0 | 0 | 0 | 0.53989 | 1.0008 | 1.8235 | 0.073953 | 10.1197 | 1038.66 | 12457 | 785.772 | 0 | 0 | 5894.96 | 6547.68 | 10697.7 | 540.499 | 37962.3 | 864.509 | 0 | 0 | 0 | 1058.55 | 0 | 291.124 | 0 | 0 | 2214.18 | 0 | 0 | 0 | 0 | 0 | 0 | 0 | 0 | 0 | 0 | 31.14 | 97.74 | 3.13 | 0 | 30.51 | 26.5 | 34.53 | 44.48 | 2.21 | 270.24 | 0 | 11.2436 | 0.089726 | 0 | 0 | 1.7213 | 0.80892 | 1.7518 | 0.11433 | 15.7298 | 53.1201 | 0 | 24.6819 | 49.17 | 25.77 | 49.17 | 25.77 | 49.17 | 25.77 | 104.63 | 57.89
2017-05-02 07:35 | ED9_CZ12_2100_ELEC | v30 12 S21 G20 M02 | Proposed and Standard | FAIL | -11.98 | 59.4609 | 1943.2 | 177.225 | 165.692 | 0 | 2516.2 | 0 | 505.557 | 2021.6 | 2025.88 | 119.621 | 9474.98 | 0 | 0 | 0 | 0 | 0 | 0 | 0 | 0 | 0 | 0 | 0 | 0 | 0 | 0 | 0 | 0 | 0 | 0 | 0 | 0 | 23.37 | 16.8 | 2.19 | 0 | 34.98 | 0 | 7.37 | 29.97 | 27.51 | 1.64 | 143.83 | 77.34 | 2009.52 | 183.699 | 165.692 | 0 | 0 | 505.557 | 2021.08 | 2025.88 | 119.621 | 7031.06 | 0 | 0 | 0 | 0 | 0 | 0 | 0 | 0 | 0 | 0 | 0 | 0 | 0 | 0 | 10.6735 | 0 | 0 | 0 | 0 | 10.6735 | 24.17 | 16.17 | 2.19 | 0 | 22.83 | 7.37 | 29.96 | 27.51 | 1.64 | 131.84 | 65.36 | CA Residential 2019, Vers. 1.0 | CSE 0.831 EXE |  | MPCBECC | 0 | 0.49703 | 0.01892 | 0 | 0.34699 | 0 | 0.13421 | 0.36279 | 0.30364 | 0.020387 | 1.684 | 0.86294 | 0 | 0.57423 | 0.01892 | 0 | 0 | 0.13421 | 0.36283 | 0.30364 | 0.020387 | 1.4142 | 0.59315 | -0.26975 | -0.2698 | -9.0944 | -18.3293 | [9 empty] | 1943.2 | 177.225 | 165.692 | 0 | 2516.2 | 0 | 505.557 | 2021.6 | 2025.88 | 119.621 | 9474.98 | 0 | 0 | 0 | 0 | 0 | 0 | 0 | 0 | 0 | 0 | 0 | 0 | 0 | 0 | 0 | 0 | 0 | 0 | 0 | 0 | 23.37 | 16.8 | 2.19 | 0 | 34.98 | 0 | 7.37 | 29.97 | 27.51 | 1.64 | 143.83 | 0 | 0.49703 | 0.01892 | 0 | 0.34699 | 0 | 0.13421 | 0.36279 | 0.30364 | 0.020387 | 1.684 | 3941.15 | 1101.1 | 165.692 | 0 | 2655.7 | 2135 | 2349 | 2531 | 297.5 | 15176.1 | 0 | 0 | 0 | 0 | 0 | 0 | 0 | 0 | 0 | 0 | 0 | 0 | 0 | 0 | 0 | 0 | 0 | 0 | 0 | 0 | 47.35 | 52.26 | 2.19 | 0 | 37.11 | 31.93 | 32 | 34.92 | 4.13 | 241.89 | 0 | 2.3721 | 0.01892 | 0 | 0.39607 | 0.62343 | 0.35042 | 0.41447 | 0.06293 | 4.2383 | 59.4609 | 0 | 35.5037 | 77.34 | 0 | 42.53 | 22.83 | 77.34 | 0 | 138.91 | 0
2017-05-02 07:36 | ED9_CZ12_2100_NGAS | v30 12 S21 G20 M01 | Proposed and Standard | PASS | 0 | 45.3398 | 168.853 | 186.612 | 165.692 | 0 | 0 | 0 | 505.557 | 946.455 | 2025.88 | 119.621 | 4118.67 | 196.622 | 0 | 0 | 0 | 106.735 | 0 | 43.6697 | 0 | 0 | 347.026 | 0 | 0 | 0 | 0 | 0 | 0 | 0 | 0 | 0 | 0 | 22.66 | 16.42 | 2.19 | 0 | 10.19 | 0 | 7.37 | 18.18 | 27.51 | 1.64 | 106.16 | 51.46 | 168.853 | 186.612 | 165.692 | 0 | 0 | 505.557 | 946.455 | 2025.88 | 119.621 | 4118.67 | 196.622 | 0 | 0 | 0 | 106.735 | 0 | 43.6697 | 0 | 0 | 347.026 | 0 | 0 | 0 | 0 | 0 | 0 | 0 | 0 | 0 | 0 | 22.66 | 16.42 | 2.19 | 0 | 10.19 | 7.37 | 18.18 | 27.51 | 1.64 | 106.16 | 51.46 | CA Residential 2019, Vers. 1.0 | CSE 0.831 EXE |  | MPCBECC | 0 | 0.58812 | 0.01892 | 0 | 0 | 0 | 0.13421 | 0.17653 | 0.30364 | 0.020387 | 1.2418 | 0.60704 | 0 | 0.58812 | 0.01892 | 0 | 0 | 0.13421 | 0.17653 | 0.30364 | 0.020387 | 1.2418 | 0.60704 | 0 | 0 | 0 | 0 | [9 empty] | 168.853 | 186.612 | 165.692 | 0 | 0 | 0 | 505.557 | 946.455 | 2025.88 | 119.621 | 4118.67 | 196.622 | 0 | 0 | 0 | 106.735 | 0 | 43.6697 | 0 | 0 | 347.026 | 0 | 0 | 0 | 0 | 0 | 0 | 0 | 0 | 0 | 0 | 22.66 | 16.42 | 2.19 | 0 | 10.19 | 0 | 7.37 | 18.18 | 27.51 | 1.64 | 106.16 | 0 | 0.58812 | 0.01892 | 0 | 0 | 0 | 0.13421 | 0.17653 | 0.30364 | 0.020387 | 1.2418 | 446.95 | 1139.18 | 165.692 | 0 | 0 | 2135 | 930.001 | 2637.81 | 297.5 | 7752.14 | 371.952 | 0 | 0 | 0 | 162.852 | 0 | 65.4 | 0 | 0 | 600.204 | 0 | 0 | 0 | 0 | 0 | 0 | 0 | 0 | 0 | 0 | 44.39 | 53.25 | 2.19 | 0 | 15.55 | 31.93 | 18.57 | 36.39 | 4.13 | 206.4 | 0 | 2.414 | 0.01892 | 0 | 0 | 0.62343 | 0.11804 | 0.43196 | 0.06293 | 3.6693 | 45.3398 | 0 | 25.7108 | 20.64 | 30.82 | 20.64 | 30.82 | 20.64 | 30.82 | 60.81 | 54.57
2017-05-02 07:36 | ED9_CZ12_2700_ELEC | v30 12 S27 G20 M02 | Proposed and Standard | FAIL | -10.55 | 55.4239 | 2195.16 | 350.412 | 193.677 | 0 | 2808.68 | 0 | 615.745 | 2143.68 | 2371.31 | 151.515 | 10830.2 | 0 | 0 | 0 | 0 | 0 | 0 | 0 | 0 | 0 | 0 | 0 | 0 | 0 | 0 | 0 | 0 | 0 | 0 | 0 | 0 | 20.54 | 22.89 | 1.99 | 0 | 27.92 | 0 | 6.98 | 23.07 | 25.03 | 1.61 | 130.03 | 73.34 | 2224.01 | 353.922 | 193.677 | 0 | 0 | 615.745 | 2142.91 | 2371.31 | 151.515 | 8053.09 | 0 | 0 | 0 | 0 | 0 | 0 | 0 | 0 | 0 | 0 | 0 | 0 | 0 | 0 | 11.993 | 0 | 0 | 0 | 0 | 11.993 | 20.81 | 20.08 | 1.99 | 0 | 19.91 | 6.98 | 23.07 | 25.03 | 1.61 | 119.48 | 62.79 | CA Residential 2019, Vers. 1.0 | CSE 0.831 EXE |  | MPCBECC | 0 | 1.0328 | 0.022116 | 0 | 0.2775 | 0 | 0.16346 | 0.30904 | 0.35412 | 0.025823 | 2.1848 | 1.3324 | 0 | 1.1458 | 0.022116 | 0 | 0 | 0.16346 | 0.30917 | 0.35412 | 0.025823 | 2.0205 | 1.1679 | -0.16432 | -0.16445 | -8.8299 | -16.802 | [9 empty] | 2195.16 | 350.412 | 193.677 | 0 | 2808.68 | 0 | 615.745 | 2143.68 | 2371.31 | 151.515 | 10830.2 | 0 | 0 | 0 | 0 | 0 | 0 | 0 | 0 | 0 | 0 | 0 | 0 | 0 | 0 | 0 | 0 | 0 | 0 | 0 | 0 | 20.54 | 22.89 | 1.99 | 0 | 27.92 | 0 | 6.98 | 23.07 | 25.03 | 1.61 | 130.03 | 0 | 1.0328 | 0.022116 | 0 | 0.2775 | 0 | 0.16346 | 0.30904 | 0.35412 | 0.025823 | 2.1848 | 5156.18 | 1687.59 | 193.677 | 0 | 2960.58 | 2615 | 2596 | 3146.01 | 327.5 | 18682.5 | 0 | 0 | 0 | 0 | 0 | 0 | 0 | 0 | 0 | 0 | 0 | 0 | 0 | 0 | 0 | 0 | 0 | 0 | 0 | 0 | 48.19 | 59.05 | 1.99 | 0 | 30.13 | 30.42 | 27.53 | 33.76 | 3.54 | 234.61 | 0 | 3.435 | 0.022116 | 0 | 0.31895 | 0.76359 | 0.38997 | 0.51519 | 0.069276 | 5.5141 | 55.4239 | 0 | 32.7565 | 73.34 | 0 | 42.88 | 19.91 | 73.34 | 0 | 139.36 | 0
2017-05-02 07:35 | ED9_CZ12_2700_NGAS | v30 12 S27 G20 M01 | Proposed and Standard | PASS | 0 | 43.2243 | 186.53 | 357.98 | 193.677 | 0 | 0 | 0 | 615.745 | 1039.78 | 2371.31 | 151.515 | 4916.53 | 217.207 | 0 | 0 | 0 | 119.93 | 0 | 45.121 | 0 | 0 | 382.258 | 0 | 0 | 0 | 0 | 0 | 0 | 0 | 0 | 0 | 0 | 19.51 | 20.26 | 1.99 | 0 | 8.86 | 0 | 6.98 | 14.46 | 25.03 | 1.61 | 98.7 | 50.62 | 186.53 | 357.98 | 193.677 | 0 | 0 | 615.745 | 1039.78 | 2371.31 | 151.515 | 4916.53 | 217.207 | 0 | 0 | 0 | 119.93 | 0 | 45.121 | 0 | 0 | 382.258 | 0 | 0 | 0 | 0 | 0 | 0 | 0 | 0 | 0 | 0 | 19.51 | 20.26 | 1.99 | 0 | 8.86 | 6.98 | 14.46 | 25.03 | 1.61 | 98.7 | 50.62 | CA Residential 2019, Vers. 1.0 | CSE 0.831 EXE |  | MPCBECC | 0 | 1.1596 | 0.022116 | 0 | 0 | 0 | 0.16346 | 0.172 | 0.35412 | 0.025823 | 1.8972 | 1.1818 | 0 | 1.1596 | 0.022116 | 0 | 0 | 0.16346 | 0.172 | 0.35412 | 0.025823 | 1.8972 | 1.1818 | 0 | 0 | 0 | 0 | [9 empty] | 186.53 | 357.98 | 193.677 | 0 | 0 | 0 | 615.745 | 1039.78 | 2371.31 | 151.515 | 4916.53 | 217.207 | 0 | 0 | 0 | 119.93 | 0 | 45.121 | 0 | 0 | 382.258 | 0 | 0 | 0 | 0 | 0 | 0 | 0 | 0 | 0 | 0 | 19.51 | 20.26 | 1.99 | 0 | 8.86 | 0 | 6.98 | 14.46 | 25.03 | 1.61 | 98.7 | 0 | 1.1596 | 0.022116 | 0 | 0 | 0 | 0.16346 | 0.172 | 0.35412 | 0.025823 | 1.8972 | 583.962 | 1729.13 | 193.677 | 0 | 0 | 2615 | 989.001 | 3267.2 | 327.5 | 9705.47 | 485.972 | 0 | 0 | 0 | 176.313 | 0 | 73.4 | 0 | 0 | 735.685 | 0 | 0 | 0 | 0 | 0 | 0 | 0 | 0 | 0 | 0 | 45.09 | 59.71 | 1.99 | 0 | 13.03 | 30.42 | 15.65 | 35.06 | 3.54 | 204.49 | 0 | 3.4771 | 0.022116 | 0 | 0 | 0.76359 | 0.12681 | 0.53503 | 0.069276 | 4.9939 | 43.2243 | 0 | 24.5551 | 24 | 26.62 | 24 | 26.62 | 24 | 26.62 | 67.15 | 52.67
2017-05-02 07:36 | ED9_CZ12_6960_ELEC | v30 12 S69 G15 M02 | Proposed and Standard | FAIL | -27.03 | 74.7379 | 3332.9 | 2294.03 | 785.772 | 0 | 15321.4 | 0 | 2033.7 | 12577.7 | 12062 | 433.914 | 48841.4 | 0 | 0 | 0 | 0 | 0 | 0 | 0 | 0 | 0 | 0 | 0 | 0 | 0 | 0 | 0 | 0 | 0 | 0 | 0 | 0 | 12.08 | 34.95 | 3.13 | 0 | 63.74 | 0 | 8.95 | 54.71 | 49.46 | 1.79 | 228.81 | 113.9 | 3409.12 | 2172.53 | 785.772 | 0 | 0 | 2033.7 | 12572.7 | 12062 | 433.914 | 33469.7 | 0 | 0 | 0 | 0 | 0 | 0 | 0 | 0 | 0 | 0 | 0 | 0 | 0 | 0 | 64.2918 | 0 | 0 | 0 | 0 | 64.2918 | 12.36 | 29.94 | 3.13 | 0 | 41.44 | 8.95 | 54.71 | 49.46 | 1.79 | 201.78 | 86.87 | CA Residential 2019, Vers. 1.0 | CSE 0.831 EXE |  | MPCBECC | 0 | 4.9021 | 0.089726 | 0 | 2.1121 | 0 | 0.53989 | 2.012 | 1.8235 | 0.073953 | 11.5533 | 7.1039 | 0 | 5.2553 | 0.089726 | 0 | 0 | 0.53989 | 2.0149 | 1.8235 | 0.073953 | 9.7972 | 5.345 | -1.756 | -1.7589 | -13.3958 | -31.1155 | [9 empty] | 3332.9 | 2294.03 | 785.772 | 0 | 15321.4 | 0 | 2033.7 | 12577.7 | 12062 | 433.914 | 48841.4 | 0 | 0 | 0 | 0 | 0 | 0 | 0 | 0 | 0 | 0 | 0 | 0 | 0 | 0 | 0 | 0 | 0 | 0 | 0 | 0 | 12.08 | 34.95 | 3.13 | 0 | 63.74 | 0 | 8.95 | 54.71 | 49.46 | 1.79 | 228.81 | 0 | 4.9021 | 0.089726 | 0 | 2.1121 | 0 | 0.53989 | 2.012 | 1.8235 | 0.073953 | 11.5533 | 9294.2 | 6051.74 | 785.772 | 0 | 16146.9 | 5894.96 | 15077.5 | 10697.7 | 540.499 | 64489.4 | 0 | 0 | 0 | 0 | 0 | 0 | 0 | 0 | 0 | 0 | 0 | 0 | 0 | 0 | 0 | 0 | 0 | 0 | 0 | 0 | 33.7 | 66.14 | 3.13 | 0 | 67.98 | 26.6 | 61.81 | 44.53 | 2.26 | 306.15 | 0 | 9.5017 | 0.089726 | 0 | 2.8249 | 1.7213 | 2.2058 | 1.7518 | 0.11433 | 18.2095 | 74.7379 | 0 | 36.8284 | 113.9 | 0 | 45.43 | 41.44 | 113.9 | 0 | 170.95 | 0
2017-05-02 07:36 | ED9_CZ12_6960_NGAS | v30 12 S69 G15 M01 | Proposed and Standard | PASS | 0 | 53.8312 | 216.161 | 2222.41 | 785.772 | 0 | 0 | 0 | 2033.7 | 5513.21 | 12062 | 433.914 | 23267.1 | 251.711 | 0 | 0 | 0 | 642.918 | 0 | 287.954 | 0 | 0 | 1182.58 | 0 | 0 | 0 | 0 | 0 | 0 | 0 | 0 | 0 | 0 | 8.83 | 30.39 | 3.13 | 0 | 18.44 | 0 | 8.95 | 31.79 | 49.46 | 1.79 | 152.78 | 60.79 | 216.161 | 2222.41 | 785.772 | 0 | 0 | 2033.7 | 5513.21 | 12062 | 433.914 | 23267.1 | 251.711 | 0 | 0 | 0 | 642.918 | 0 | 287.954 | 0 | 0 | 1182.58 | 0 | 0 | 0 | 0 | 0 | 0 | 0 | 0 | 0 | 0 | 8.83 | 30.39 | 3.13 | 0 | 18.44 | 8.95 | 31.79 | 49.46 | 1.79 | 152.78 | 60.79 | CA Residential 2019, Vers. 1.0 | CSE 0.831 EXE |  | MPCBECC | 0 | 5.3432 | 0.089726 | 0 | 0 | 0 | 0.53989 | 0.99759 | 1.8235 | 0.073953 | 8.8679 | 5.4329 | 0 | 5.3432 | 0.089726 | 0 | 0 | 0.53989 | 0.99759 | 1.8235 | 0.073953 | 8.8679 | 5.4329 | 0 | 0 | 0 | 0 | [9 empty] | 216.161 | 2222.41 | 785.772 | 0 | 0 | 0 | 2033.7 | 5513.21 | 12062 | 433.914 | 23267.1 | 251.711 | 0 | 0 | 0 | 642.918 | 0 | 287.954 | 0 | 0 | 1182.58 | 0 | 0 | 0 | 0 | 0 | 0 | 0 | 0 | 0 | 0 | 8.83 | 30.39 | 3.13 | 0 | 18.44 | 0 | 8.95 | 31.79 | 49.46 | 1.79 | 152.78 | 0 | 5.3432 | 0.089726 | 0 | 0 | 0 | 0.53989 | 0.99759 | 1.8235 | 0.073953 | 8.8679 | 1029.98 | 5830.83 | 785.772 | 0 | 0 | 5894.96 | 6547.68 | 10697.7 | 540.499 | 31327.5 | 857.144 | 0 | 0 | 0 | 1091.39 | 0 | 291.124 | 0 | 0 | 2239.66 | 0 | 0 | 0 | 0 | 0 | 0 | 0 | 0 | 0 | 0 | 30.96 | 64.85 | 3.13 | 0 | 31.31 | 26.6 | 34.56 | 44.53 | 2.26 | 238.2 | 0 | 9.3643 | 0.089726 | 0 | 0 | 1.7213 | 0.80892 | 1.7518 | 0.11433 | 13.8505 | 53.8312 | 0 | 26.2532 | 34.31 | 26.48 | 34.31 | 26.48 | 34.31 | 26.48 | 71.71 | 58.54
2017-05-02 07:35 | ED9_CZ13_2100_ELEC | v30 13 S21 G20 M02 | Proposed and Standard | FAIL | -9.58 | 58.7048 | 1679.88 | 1190.56 | 170.16 | 0 | 2347.58 | 0 | 505.557 | 2049.19 | 2025.88 | 119.621 | 10088.4 | 0 | 0 | 0 | 0 | 0 | 0 | 0 | 0 | 0 | 0 | 0 | 0 | 0 | 0 | 0 | 0 | 0 | 0 | 0 | 0 | 20.35 | 40.55 | 2.26 | 0 | 30.96 | 0 | 7.52 | 28.77 | 27.67 | 1.65 | 159.73 | 94.12 | 1717.78 | 1220.77 | 170.16 | 0 | 0 | 505.557 | 2048.83 | 2025.88 | 119.621 | 7808.6 | 0 | 0 | 0 | 0 | 0 | 0 | 0 | 0 | 0 | 0 | 0 | 0 | 0 | 0 | 9.961 | 0 | 0 | 0 | 0 | 9.961 | 20.81 | 40.08 | 2.26 | 0 | 21.39 | 7.52 | 28.78 | 27.67 | 1.65 | 150.16 | 84.54 | CA Residential 2019, Vers. 1.0 | CSE 0.831 EXE |  | MPCBECC | 0 | 1.588 | 0.01943 | 0 | 0.13636 | 0 | 0.13421 | 0.36494 | 0.30364 | 0.020387 | 2.5669 | 1.7438 | 0 | 1.934 | 0.01943 | 0 | 0 | 0.13421 | 0.36561 | 0.30364 | 0.020387 | 2.7773 | 1.9534 | 0.21036 | 0.20969 | -6.3732 | -11.3319 | [9 empty] | 1679.88 | 1190.56 | 170.16 | 0 | 2347.58 | 0 | 505.557 | 2049.19 | 2025.88 | 119.621 | 10088.4 | 0 | 0 | 0 | 0 | 0 | 0 | 0 | 0 | 0 | 0 | 0 | 0 | 0 | 0 | 0 | 0 | 0 | 0 | 0 | 0 | 20.35 | 40.55 | 2.26 | 0 | 30.96 | 0 | 7.52 | 28.77 | 27.67 | 1.65 | 159.73 | 0 | 1.588 | 0.01943 | 0 | 0.13636 | 0 | 0.13421 | 0.36494 | 0.30364 | 0.020387 | 2.5669 | 3541.14 | 3481.35 | 170.16 | 0 | 2475.96 | 2135 | 2349 | 2531 | 297.5 | 16981.1 | 0 | 0 | 0 | 0 | 0 | 0 | 0 | 0 | 0 | 0 | 0 | 0 | 0 | 0 | 0 | 0 | 0 | 0 | 0 | 0 | 42.85 | 89.21 | 2.26 | 0 | 33.46 | 32.73 | 32.2 | 35.16 | 4.22 | 272.09 | 0 | 3.2302 | 0.01943 | 0 | 0.31915 | 0.62343 | 0.35042 | 0.41447 | 0.06293 | 5.0201 | 58.7048 | 0 | 34.5805 | 94.12 | 0 | 63.15 | 21.39 | 94.12 | 0 | 167.78 | 0
2017-05-02 07:35 | ED9_CZ13_2100_NGAS | v30 13 S21 G20 M01 | Proposed and Standard | PASS | 0 | 47.3251 | 140.04 | 1229.86 | 170.16 | 0 | 0 | 0 | 505.557 | 974.479 | 2025.88 | 119.621 | 5165.6 | 163.095 | 0 | 0 | 0 | 99.6102 | 0 | 43.6697 | 0 | 0 | 306.375 | 0 | 0 | 0 | 0 | 0 | 0 | 0 | 0 | 0 | 0 | 18.89 | 40.41 | 2.26 | 0 | 9.56 | 0 | 7.52 | 18.25 | 27.67 | 1.65 | 126.21 | 71.12 | 140.04 | 1229.86 | 170.16 | 0 | 0 | 505.557 | 974.479 | 2025.88 | 119.621 | 5165.6 | 163.095 | 0 | 0 | 0 | 99.6102 | 0 | 43.6697 | 0 | 0 | 306.375 | 0 | 0 | 0 | 0 | 0 | 0 | 0 | 0 | 0 | 0 | 18.89 | 40.41 | 2.26 | 0 | 9.56 | 7.52 | 18.25 | 27.67 | 1.65 | 126.21 | 71.12 | CA Residential 2019, Vers. 1.0 | CSE 0.831 EXE |  | MPCBECC | 0 | 1.9494 | 0.01943 | 0 | 0 | 0 | 0.13421 | 0.1793 | 0.30364 | 0.020387 | 2.6064 | 1.9688 | 0 | 1.9494 | 0.01943 | 0 | 0 | 0.13421 | 0.1793 | 0.30364 | 0.020387 | 2.6064 | 1.9688 | 0 | 0 | 0 | 0 | [9 empty] | 140.04 | 1229.86 | 170.16 | 0 | 0 | 0 | 505.557 | 974.479 | 2025.88 | 119.621 | 5165.6 | 163.095 | 0 | 0 | 0 | 99.6102 | 0 | 43.6697 | 0 | 0 | 306.375 | 0 | 0 | 0 | 0 | 0 | 0 | 0 | 0 | 0 | 0 | 18.89 | 40.41 | 2.26 | 0 | 9.56 | 0 | 7.52 | 18.25 | 27.67 | 1.65 | 126.21 | 0 | 1.9494 | 0.01943 | 0 | 0 | 0 | 0.13421 | 0.1793 | 0.30364 | 0.020387 | 2.6064 | 391.227 | 3541.59 | 170.16 | 0 | 0 | 2135 | 930.001 | 2637.81 | 297.5 | 10103.3 | 325.627 | 0 | 0 | 0 | 155.657 | 0 | 65.4 | 0 | 0 | 546.684 | 0 | 0 | 0 | 0 | 0 | 0 | 0 | 0 | 0 | 0 | 39.04 | 90.38 | 2.26 | 0 | 14.94 | 32.73 | 18.64 | 36.64 | 4.22 | 238.85 | 0 | 3.269 | 0.01943 | 0 | 0 | 0.62343 | 0.11804 | 0.43196 | 0.06293 | 4.5248 | 47.3251 | 0 | 26.3005 | 44.37 | 26.75 | 44.37 | 26.75 | 44.37 | 26.75 | 97.37 | 49.25
2017-05-02 07:35 | ED9_CZ13_2700_ELEC | v30 13 S27 G20 M02 | Proposed and Standard | FAIL | -11.51 | 55.6147 | 2001.55 | 1687.89 | 201.423 | 0 | 2619.15 | 0 | 615.745 | 2174.86 | 2371.31 | 151.515 | 11823.4 | 0 | 0 | 0 | 0 | 0 | 0 | 0 | 0 | 0 | 0 | 0 | 0 | 0 | 0 | 0 | 0 | 0 | 0 | 0 | 0 | 18.86 | 44.49 | 2.08 | 0 | 26.36 | 0 | 7.13 | 23.79 | 25.18 | 1.63 | 149.52 | 91.79 | 2018.04 | 1683.95 | 201.423 | 0 | 0 | 615.745 | 2174.32 | 2371.31 | 151.515 | 9216.3 | 0 | 0 | 0 | 0 | 0 | 0 | 0 | 0 | 0 | 0 | 0 | 0 | 0 | 0 | 11.1832 | 0 | 0 | 0 | 0 | 11.1832 | 19.02 | 40.54 | 2.08 | 0 | 18.64 | 7.13 | 23.8 | 25.18 | 1.63 | 138.02 | 80.28 | CA Residential 2019, Vers. 1.0 | CSE 0.831 EXE |  | MPCBECC | 0 | 2.2265 | 0.023 | 0 | 0.068964 | 0 | 0.16346 | 0.31182 | 0.35412 | 0.025823 | 3.1737 | 2.3185 | 0 | 2.4639 | 0.023 | 0 | 0 | 0.16346 | 0.31261 | 0.35412 | 0.025823 | 3.3429 | 2.4869 | 0.16916 | 0.16837 | -8.3321 | -14.3373 | [9 empty] | 2001.55 | 1687.89 | 201.423 | 0 | 2619.15 | 0 | 615.745 | 2174.86 | 2371.31 | 151.515 | 11823.4 | 0 | 0 | 0 | 0 | 0 | 0 | 0 | 0 | 0 | 0 | 0 | 0 | 0 | 0 | 0 | 0 | 0 | 0 | 0 | 0 | 18.86 | 44.49 | 2.08 | 0 | 26.36 | 0 | 7.13 | 23.79 | 25.18 | 1.63 | 149.52 | 0 | 2.2265 | 0.023 | 0 | 0.068964 | 0 | 0.16346 | 0.31182 | 0.35412 | 0.025823 | 3.1737 | 4798.63 | 4784.04 | 201.423 | 0 | 2758.81 | 2615 | 2596 | 3146.01 | 327.5 | 21227.4 | 0 | 0 | 0 | 0 | 0 | 0 | 0 | 0 | 0 | 0 | 0 | 0 | 0 | 0 | 0 | 0 | 0 | 0 | 0 | 0 | 45.16 | 95.27 | 2.08 | 0 | 29.86 | 31.18 | 27.7 | 33.99 | 3.61 | 268.85 | 0 | 4.4183 | 0.023 | 0 | 0.17888 | 0.76359 | 0.38997 | 0.51519 | 0.069276 | 6.3582 | 55.6147 | 0 | 31.6682 | 91.79 | 0 | 61.64 | 18.64 | 91.79 | 0 | 172.37 | 0
2017-05-02 07:35 | ED9_CZ13_2700_NGAS | v30 13 S27 G20 M01 | Proposed and Standard | PASS | 0 | 44.7801 | 164.761 | 1694.47 | 201.423 | 0 | 0 | 0 | 615.745 | 1071.34 | 2371.31 | 151.515 | 6270.56 | 191.885 | 0 | 0 | 0 | 111.832 | 0 | 45.121 | 0 | 0 | 348.838 | 0 | 0 | 0 | 0 | 0 | 0 | 0 | 0 | 0 | 0 | 17.31 | 40.83 | 2.08 | 0 | 8.3 | 0 | 7.13 | 14.96 | 25.18 | 1.63 | 117.42 | 68.52 | 164.761 | 1694.47 | 201.423 | 0 | 0 | 615.745 | 1071.34 | 2371.31 | 151.515 | 6270.56 | 191.885 | 0 | 0 | 0 | 111.832 | 0 | 45.121 | 0 | 0 | 348.838 | 0 | 0 | 0 | 0 | 0 | 0 | 0 | 0 | 0 | 0 | 17.31 | 40.83 | 2.08 | 0 | 8.3 | 7.13 | 14.96 | 25.18 | 1.63 | 117.42 | 68.52 | CA Residential 2019, Vers. 1.0 | CSE 0.831 EXE |  | MPCBECC | 0 | 2.4819 | 0.023 | 0 | 0 | 0 | 0.16346 | 0.17543 | 0.35412 | 0.025823 | 3.2237 | 2.5049 | 0 | 2.4819 | 0.023 | 0 | 0 | 0.16346 | 0.17543 | 0.35412 | 0.025823 | 3.2237 | 2.5049 | 0 | 0 | 0 | 0 | [9 empty] | 164.761 | 1694.47 | 201.423 | 0 | 0 | 0 | 615.745 | 1071.34 | 2371.31 | 151.515 | 6270.56 | 191.885 | 0 | 0 | 0 | 111.832 | 0 | 45.121 | 0 | 0 | 348.838 | 0 | 0 | 0 | 0 | 0 | 0 | 0 | 0 | 0 | 0 | 17.31 | 40.83 | 2.08 | 0 | 8.3 | 0 | 7.13 | 14.96 | 25.18 | 1.63 | 117.42 | 0 | 2.4819 | 0.023 | 0 | 0 | 0 | 0.16346 | 0.17543 | 0.35412 | 0.025823 | 3.2237 | 532.945 | 4849.65 | 201.423 | 0 | 0 | 2615 | 989.001 | 3267.2 | 327.5 | 12782.7 | 443.582 | 0 | 0 | 0 | 168.283 | 0 | 73.4 | 0 | 0 | 685.265 | 0 | 0 | 0 | 0 | 0 | 0 | 0 | 0 | 0 | 0 | 41.35 | 96.27 | 2.08 | 0 | 12.5 | 31.18 | 15.71 | 35.3 | 3.61 | 238 | 0 | 4.4593 | 0.023 | 0 | 0 | 0.76359 | 0.12681 | 0.53503 | 0.069276 | 5.9771 | 44.7801 | 0 | 24.6134 | 44.47 | 24.05 | 44.47 | 24.05 | 44.47 | 24.05 | 103.36 | 48.84
2017-05-02 07:36 | ED9_CZ13_6960_ELEC | v30 13 S69 G15 M02 | Proposed and Standard | FAIL | -26.13 | 71.8866 | 3005.35 | 6152.5 | 785.772 | 0 | 14328.4 | 0 | 2033.7 | 12643.6 | 12062 | 433.914 | 51445.2 | 0 | 0 | 0 | 0 | 0 | 0 | 0 | 0 | 0 | 0 | 0 | 0 | 0 | 0 | 0 | 0 | 0 | 0 | 0 | 0 | 10.97 | 52.57 | 3.15 | 0 | 60.66 | 0 | 9.13 | 55.02 | 49.76 | 1.81 | 243.07 | 127.35 | 3084.83 | 5885.53 | 785.772 | 0 | 0 | 2033.7 | 12641.5 | 12062 | 433.914 | 36927.2 | 0 | 0 | 0 | 0 | 0 | 0 | 0 | 0 | 0 | 0 | 0 | 0 | 0 | 0 | 59.9741 | 0 | 0 | 0 | 0 | 59.9741 | 11.26 | 48 | 3.15 | 0 | 38.81 | 9.13 | 55.05 | 49.76 | 1.81 | 216.97 | 101.22 | CA Residential 2019, Vers. 1.0 | CSE 0.831 EXE |  | MPCBECC | 0 | 6.6645 | 0.089726 | 0 | 1.9312 | 0 | 0.53989 | 2.0122 | 1.8235 | 0.073953 | 13.1349 | 8.6854 | 0 | 7.0966 | 0.089726 | 0 | 0 | 0.53989 | 2.0199 | 1.8235 | 0.073953 | 11.6435 | 7.1863 | -1.4914 | -1.4991 | -12.0293 | -25.8151 | [9 empty] | 3005.35 | 6152.5 | 785.772 | 0 | 14328.4 | 0 | 2033.7 | 12643.6 | 12062 | 433.914 | 51445.2 | 0 | 0 | 0 | 0 | 0 | 0 | 0 | 0 | 0 | 0 | 0 | 0 | 0 | 0 | 0 | 0 | 0 | 0 | 0 | 0 | 10.97 | 52.57 | 3.15 | 0 | 60.66 | 0 | 9.13 | 55.02 | 49.76 | 1.81 | 243.07 | 0 | 6.6645 | 0.089726 | 0 | 1.9312 | 0 | 0.53989 | 2.0122 | 1.8235 | 0.073953 | 13.1349 | 8578.75 | 13899.4 | 785.772 | 0 | 15126.5 | 5894.96 | 15077.5 | 10697.7 | 540.499 | 70601.2 | 0 | 0 | 0 | 0 | 0 | 0 | 0 | 0 | 0 | 0 | 0 | 0 | 0 | 0 | 0 | 0 | 0 | 0 | 0 | 0 | 31.32 | 100.53 | 3.15 | 0 | 66.52 | 27.27 | 62.19 | 44.84 | 2.31 | 338.13 | 0 | 11.5959 | 0.089726 | 0 | 2.0572 | 1.7213 | 2.2058 | 1.7518 | 0.11433 | 19.5362 | 71.8866 | 0 | 34.9806 | 127.35 | 0 | 62.41 | 38.81 | 127.35 | 0 | 201.52 | 0
2017-05-02 07:36 | ED9_CZ13_6960_NGAS | v30 13 S69 G15 M01 | Proposed and Standard | PASS | 0 | 53.6918 | 187.689 | 5964.71 | 785.772 | 0 | 0 | 0 | 2033.7 | 5582.47 | 12062 | 433.914 | 27050.2 | 218.588 | 0 | 0 | 0 | 599.741 | 0 | 287.954 | 0 | 0 | 1106.28 | 0 | 0 | 0 | 0 | 0 | 0 | 0 | 0 | 0 | 0 | 7.68 | 48.76 | 3.15 | 0 | 17.29 | 0 | 9.13 | 32.05 | 49.76 | 1.81 | 169.63 | 76.88 | 187.689 | 5964.71 | 785.772 | 0 | 0 | 2033.7 | 5582.47 | 12062 | 433.914 | 27050.2 | 218.588 | 0 | 0 | 0 | 599.741 | 0 | 287.954 | 0 | 0 | 1106.28 | 0 | 0 | 0 | 0 | 0 | 0 | 0 | 0 | 0 | 0 | 7.68 | 48.76 | 3.15 | 0 | 17.29 | 9.13 | 32.05 | 49.76 | 1.81 | 169.63 | 76.88 | CA Residential 2019, Vers. 1.0 | CSE 0.831 EXE |  | MPCBECC | 0 | 7.2176 | 0.089726 | 0 | 0 | 0 | 0.53989 | 1.0024 | 1.8235 | 0.073953 | 10.747 | 7.3073 | 0 | 7.2176 | 0.089726 | 0 | 0 | 0.53989 | 1.0024 | 1.8235 | 0.073953 | 10.747 | 7.3073 | 0 | 0 | 0 | 0 | [9 empty] | 187.689 | 5964.71 | 785.772 | 0 | 0 | 0 | 2033.7 | 5582.47 | 12062 | 433.914 | 27050.2 | 218.588 | 0 | 0 | 0 | 599.741 | 0 | 287.954 | 0 | 0 | 1106.28 | 0 | 0 | 0 | 0 | 0 | 0 | 0 | 0 | 0 | 0 | 7.68 | 48.76 | 3.15 | 0 | 17.29 | 0 | 9.13 | 32.05 | 49.76 | 1.81 | 169.63 | 0 | 7.2176 | 0.089726 | 0 | 0 | 0 | 0.53989 | 1.0024 | 1.8235 | 0.073953 | 10.747 | 927.535 | 13616.3 | 785.772 | 0 | 0 | 5894.96 | 6547.68 | 10697.7 | 540.499 | 39010.4 | 772.009 | 0 | 0 | 0 | 1046.18 | 0 | 291.124 | 0 | 0 | 2109.31 | 0 | 0 | 0 | 0 | 0 | 0 | 0 | 0 | 0 | 0 | 27.98 | 99.13 | 3.15 | 0 | 30.16 | 27.27 | 34.7 | 44.84 | 2.31 | 269.54 | 0 | 11.4958 | 0.089726 | 0 | 0 | 1.7213 | 0.80892 | 1.7518 | 0.11433 | 15.982 | 53.6918 | 0 | 25.5877 | 52.6 | 24.28 | 52.6 | 24.28 | 52.6 | 24.28 | 105.66 | 54.76
2017-05-02 07:35 | ED9_CZ14_2100_ELEC | v30 14 S21 G20 M02 | Proposed and Standard | FAIL | -10.23 | 60.2321 | 2058.47 | 1024.96 | 160.479 | 0 | 2423.12 | 0 | 505.557 | 2038.73 | 2025.88 | 119.621 | 10356.8 | 0 | 0 | 0 | 0 | 0 | 0 | 0 | 0 | 0 | 0 | 0 | 0 | 0 | 0 | 0 | 0 | 0 | 0 | 0 | 0 | 23.92 | 36.43 | 2.05 | 0 | 29.85 | 0 | 7.03 | 27.24 | 26.55 | 1.57 | 154.64 | 92.25 | 2108.78 | 1051.95 | 160.479 | 0 | 0 | 505.557 | 2038.44 | 2025.88 | 119.621 | 8010.72 | 0 | 0 | 0 | 0 | 0 | 0 | 0 | 0 | 0 | 0 | 0 | 0 | 0 | 0 | 10.2778 | 0 | 0 | 0 | 0 | 10.2778 | 24.5 | 33.39 | 2.05 | 0 | 22.08 | 7.03 | 27.24 | 26.55 | 1.57 | 144.41 | 82.02 | CA Residential 2019, Vers. 1.0 | CSE 0.831 EXE |  | MPCBECC | 0 | 1.3172 | 0.018325 | 0 | 0.22863 | 0 | 0.13421 | 0.36413 | 0.30364 | 0.020387 | 2.3865 | 1.5641 | 0 | 1.6242 | 0.018325 | 0 | 0 | 0.13421 | 0.36479 | 0.30364 | 0.020387 | 2.4656 | 1.6425 | 0.07909 | 0.078433 | -7.084 | -12.4726 | [9 empty] | 2058.47 | 1024.96 | 160.479 | 0 | 2423.12 | 0 | 505.557 | 2038.73 | 2025.88 | 119.621 | 10356.8 | 0 | 0 | 0 | 0 | 0 | 0 | 0 | 0 | 0 | 0 | 0 | 0 | 0 | 0 | 0 | 0 | 0 | 0 | 0 | 0 | 23.92 | 36.43 | 2.05 | 0 | 29.85 | 0 | 7.03 | 27.24 | 26.55 | 1.57 | 154.64 | 0 | 1.3172 | 0.018325 | 0 | 0.22863 | 0 | 0.13421 | 0.36413 | 0.30364 | 0.020387 | 2.3865 | 4283.78 | 2979.88 | 160.479 | 0 | 2556.84 | 2135 | 2349 | 2531 | 297.5 | 17293.5 | 0 | 0 | 0 | 0 | 0 | 0 | 0 | 0 | 0 | 0 | 0 | 0 | 0 | 0 | 0 | 0 | 0 | 0 | 0 | 0 | 49.68 | 74.75 | 2.05 | 0 | 31.58 | 30.24 | 30.85 | 33.63 | 3.96 | 256.74 | 0 | 2.6298 | 0.018325 | 0 | 0.28151 | 0.62343 | 0.35042 | 0.41447 | 0.06293 | 4.3809 | 60.2321 | 0 | 35.46 | 92.25 | 0 | 59.94 | 22.08 | 92.25 | 0 | 158.06 | 0
2017-05-02 07:35 | ED9_CZ14_2100_NGAS | v30 14 S21 G20 M01 | Proposed and Standard | PASS | 0 | 47.2196 | 152.611 | 1059.68 | 160.479 | 0 | 0 | 0 | 505.557 | 963.425 | 2025.88 | 119.621 | 4987.26 | 177.924 | 0 | 0 | 0 | 102.778 | 0 | 43.6697 | 0 | 0 | 324.372 | 0 | 0 | 0 | 0 | 0 | 0 | 0 | 0 | 0 | 0 | 20.56 | 33.58 | 2.05 | 0 | 9.92 | 0 | 7.03 | 17.03 | 26.55 | 1.57 | 118.29 | 66.11 | 152.611 | 1059.68 | 160.479 | 0 | 0 | 505.557 | 963.425 | 2025.88 | 119.621 | 4987.26 | 177.924 | 0 | 0 | 0 | 102.778 | 0 | 43.6697 | 0 | 0 | 324.372 | 0 | 0 | 0 | 0 | 0 | 0 | 0 | 0 | 0 | 0 | 20.56 | 33.58 | 2.05 | 0 | 9.92 | 7.03 | 17.03 | 26.55 | 1.57 | 118.29 | 66.11 | CA Residential 2019, Vers. 1.0 | CSE 0.831 EXE |  | MPCBECC | 0 | 1.6341 | 0.018325 | 0 | 0 | 0 | 0.13421 | 0.17849 | 0.30364 | 0.020387 | 2.2891 | 1.6524 | 0 | 1.6341 | 0.018325 | 0 | 0 | 0.13421 | 0.17849 | 0.30364 | 0.020387 | 2.2891 | 1.6524 | 0 | 0 | 0 | 0 | [9 empty] | 152.611 | 1059.68 | 160.479 | 0 | 0 | 0 | 505.557 | 963.425 | 2025.88 | 119.621 | 4987.26 | 177.924 | 0 | 0 | 0 | 102.778 | 0 | 43.6697 | 0 | 0 | 324.372 | 0 | 0 | 0 | 0 | 0 | 0 | 0 | 0 | 0 | 0 | 20.56 | 33.58 | 2.05 | 0 | 9.92 | 0 | 7.03 | 17.03 | 26.55 | 1.57 | 118.29 | 0 | 1.6341 | 0.018325 | 0 | 0 | 0 | 0.13421 | 0.17849 | 0.30364 | 0.020387 | 2.2891 | 433.186 | 3033.58 | 160.479 | 0 | 0 | 2135 | 930.001 | 2637.81 | 297.5 | 9627.56 | 360.94 | 0 | 0 | 0 | 158.755 | 0 | 65.4 | 0 | 0 | 585.095 | 0 | 0 | 0 | 0 | 0 | 0 | 0 | 0 | 0 | 0 | 43.15 | 75.78 | 2.05 | 0 | 15.33 | 30.24 | 18.17 | 35.05 | 3.96 | 223.73 | 0 | 2.6664 | 0.018325 | 0 | 0 | 0.62343 | 0.11804 | 0.43196 | 0.06293 | 3.9211 | 47.2196 | 0 | 25.9151 | 37.41 | 28.7 | 37.41 | 28.7 | 37.41 | 28.7 | 82.85 | 53.46
2017-05-02 07:35 | ED9_CZ14_2700_ELEC | v30 14 S27 G20 M02 | Proposed and Standard | FAIL | -10.45 | 56.6203 | 2379.13 | 1504.04 | 184.64 | 0 | 2702.47 | 0 | 615.745 | 2162.76 | 2371.31 | 151.515 | 12071.6 | 0 | 0 | 0 | 0 | 0 | 0 | 0 | 0 | 0 | 0 | 0 | 0 | 0 | 0 | 0 | 0 | 0 | 0 | 0 | 0 | 21.5 | 39.75 | 1.83 | 0 | 25.27 | 0 | 6.66 | 22.14 | 24.17 | 1.55 | 142.87 | 88.35 | 2395.08 | 1499.34 | 184.64 | 0 | 0 | 615.745 | 2162.26 | 2371.31 | 151.515 | 9379.89 | 0 | 0 | 0 | 0 | 0 | 0 | 0 | 0 | 0 | 0 | 0 | 0 | 0 | 0 | 11.5369 | 0 | 0 | 0 | 0 | 11.5369 | 21.65 | 35.19 | 1.83 | 0 | 19.23 | 6.66 | 22.14 | 24.17 | 1.55 | 132.42 | 77.9 | CA Residential 2019, Vers. 1.0 | CSE 0.831 EXE |  | MPCBECC | 0 | 1.8524 | 0.021084 | 0 | 0.053737 | 0 | 0.16346 | 0.31093 | 0.35412 | 0.025823 | 2.7816 | 1.9272 | 0 | 2.1357 | 0.021084 | 0 | 0 | 0.16346 | 0.31163 | 0.35412 | 0.025823 | 3.0118 | 2.1568 | 0.23024 | 0.22953 | -7.8916 | -13.4146 | [9 empty] | 2379.13 | 1504.04 | 184.64 | 0 | 2702.47 | 0 | 615.745 | 2162.76 | 2371.31 | 151.515 | 12071.6 | 0 | 0 | 0 | 0 | 0 | 0 | 0 | 0 | 0 | 0 | 0 | 0 | 0 | 0 | 0 | 0 | 0 | 0 | 0 | 0 | 21.5 | 39.75 | 1.83 | 0 | 25.27 | 0 | 6.66 | 22.14 | 24.17 | 1.55 | 142.87 | 0 | 1.8524 | 0.021084 | 0 | 0.053737 | 0 | 0.16346 | 0.31093 | 0.35412 | 0.025823 | 2.7816 | 5741.23 | 4181.49 | 184.64 | 0 | 2847.8 | 2615 | 2596 | 3146.01 | 327.5 | 21639.7 | 0 | 0 | 0 | 0 | 0 | 0 | 0 | 0 | 0 | 0 | 0 | 0 | 0 | 0 | 0 | 0 | 0 | 0 | 0 | 0 | 51.79 | 80.36 | 1.83 | 0 | 27.1 | 28.81 | 26.54 | 32.51 | 3.39 | 252.33 | 0 | 3.5928 | 0.021084 | 0 | 0.22992 | 0.76359 | 0.38997 | 0.51519 | 0.069276 | 5.5818 | 56.6203 | 0 | 32.509 | 88.35 | 0 | 58.67 | 19.23 | 88.35 | 0 | 161.08 | 0
2017-05-02 07:35 | ED9_CZ14_2700_NGAS | v30 14 S27 G20 M01 | Proposed and Standard | PASS | 0 | 44.9175 | 172.785 | 1508.41 | 184.64 | 0 | 0 | 0 | 615.745 | 1058.63 | 2371.31 | 151.515 | 6063.04 | 201.444 | 0 | 0 | 0 | 115.369 | 0 | 45.121 | 0 | 0 | 361.934 | 0 | 0 | 0 | 0 | 0 | 0 | 0 | 0 | 0 | 0 | 18.14 | 35.4 | 1.83 | 0 | 8.62 | 0 | 6.66 | 14.21 | 24.17 | 1.55 | 110.58 | 63.99 | 172.785 | 1508.41 | 184.64 | 0 | 0 | 615.745 | 1058.63 | 2371.31 | 151.515 | 6063.04 | 201.444 | 0 | 0 | 0 | 115.369 | 0 | 45.121 | 0 | 0 | 361.934 | 0 | 0 | 0 | 0 | 0 | 0 | 0 | 0 | 0 | 0 | 18.14 | 35.4 | 1.83 | 0 | 8.62 | 6.66 | 14.21 | 24.17 | 1.55 | 110.58 | 63.99 | CA Residential 2019, Vers. 1.0 | CSE 0.831 EXE |  | MPCBECC | 0 | 2.1493 | 0.021084 | 0 | 0 | 0 | 0.16346 | 0.17446 | 0.35412 | 0.025823 | 2.8883 | 2.1704 | 0 | 2.1493 | 0.021084 | 0 | 0 | 0.16346 | 0.17446 | 0.35412 | 0.025823 | 2.8883 | 2.1704 | 0 | 0 | 0 | 0 | [9 empty] | 172.785 | 1508.41 | 184.64 | 0 | 0 | 0 | 615.745 | 1058.63 | 2371.31 | 151.515 | 6063.04 | 201.444 | 0 | 0 | 0 | 115.369 | 0 | 45.121 | 0 | 0 | 361.934 | 0 | 0 | 0 | 0 | 0 | 0 | 0 | 0 | 0 | 0 | 18.14 | 35.4 | 1.83 | 0 | 8.62 | 0 | 6.66 | 14.21 | 24.17 | 1.55 | 110.58 | 0 | 2.1493 | 0.021084 | 0 | 0 | 0 | 0.16346 | 0.17446 | 0.35412 | 0.025823 | 2.8883 | 583.871 | 4240.26 | 184.64 | 0 | 0 | 2615 | 989.001 | 3267.2 | 327.5 | 12207.5 | 486.494 | 0 | 0 | 0 | 171.691 | 0 | 73.4 | 0 | 0 | 731.586 | 0 | 0 | 0 | 0 | 0 | 0 | 0 | 0 | 0 | 0 | 45.23 | 81.23 | 1.83 | 0 | 12.83 | 28.81 | 15.32 | 33.77 | 3.39 | 222.41 | 0 | 3.6311 | 0.021084 | 0 | 0 | 0.76359 | 0.12681 | 0.53503 | 0.069276 | 5.1469 | 44.9175 | 0 | 24.4491 | 38.8 | 25.19 | 38.8 | 25.19 | 38.8 | 25.19 | 88.32 | 52.8
2017-05-02 07:36 | ED9_CZ14_6960_ELEC | v30 14 S69 G15 M02 | Proposed and Standard | FAIL | -23.6 | 73.4619 | 3784.8 | 5343.62 | 785.772 | 0 | 14755.1 | 0 | 2033.7 | 12617.4 | 12062 | 433.914 | 51816.3 | 0 | 0 | 0 | 0 | 0 | 0 | 0 | 0 | 0 | 0 | 0 | 0 | 0 | 0 | 0 | 0 | 0 | 0 | 0 | 0 | 13.23 | 47.94 | 3.02 | 0 | 57.63 | 0 | 8.53 | 51.11 | 47.74 | 1.72 | 230.92 | 121.82 | 3836.99 | 5099.28 | 785.772 | 0 | 0 | 2033.7 | 12614.7 | 12062 | 433.914 | 36866.3 | 0 | 0 | 0 | 0 | 0 | 0 | 0 | 0 | 0 | 0 | 0 | 0 | 0 | 0 | 61.8549 | 0 | 0 | 0 | 0 | 61.8549 | 13.41 | 41.76 | 3.02 | 0 | 40.03 | 8.53 | 51.12 | 47.74 | 1.72 | 207.33 | 98.22 | CA Residential 2019, Vers. 1.0 | CSE 0.831 EXE |  | MPCBECC | 0 | 5.7653 | 0.089726 | 0 | 2.0941 | 0 | 0.53989 | 2.0122 | 1.8235 | 0.073953 | 12.3986 | 7.9491 | 0 | 6.4168 | 0.089726 | 0 | 0 | 0.53989 | 2.0186 | 1.8235 | 0.073953 | 10.9624 | 6.5065 | -1.4361 | -1.4425 | -11.378 | -24.0277 | [9 empty] | 3784.8 | 5343.62 | 785.772 | 0 | 14755.1 | 0 | 2033.7 | 12617.4 | 12062 | 433.914 | 51816.3 | 0 | 0 | 0 | 0 | 0 | 0 | 0 | 0 | 0 | 0 | 0 | 0 | 0 | 0 | 0 | 0 | 0 | 0 | 0 | 0 | 13.23 | 47.94 | 3.02 | 0 | 57.63 | 0 | 8.53 | 51.11 | 47.74 | 1.72 | 230.92 | 0 | 5.7653 | 0.089726 | 0 | 2.0941 | 0 | 0.53989 | 2.0122 | 1.8235 | 0.073953 | 12.3986 | 10429.5 | 12146.4 | 785.772 | 0 | 15567 | 5894.96 | 15077.5 | 10697.7 | 540.499 | 71139.4 | 0 | 0 | 0 | 0 | 0 | 0 | 0 | 0 | 0 | 0 | 0 | 0 | 0 | 0 | 0 | 0 | 0 | 0 | 0 | 0 | 36.48 | 84.65 | 3.02 | 0 | 60.34 | 25.19 | 59.6 | 42.89 | 2.17 | 314.34 | 0 | 9.6283 | 0.089726 | 0 | 2.1614 | 1.7213 | 2.2058 | 1.7518 | 0.11433 | 17.6727 | 73.4619 | 0 | 35.0671 | 121.82 | 0 | 58.19 | 40.03 | 121.82 | 0 | 184.49 | 0
2017-05-02 07:36 | ED9_CZ14_6960_NGAS | v30 14 S69 G15 M01 | Proposed and Standard | PASS | 0 | 54.5512 | 212.207 | 5152.81 | 785.772 | 0 | 0 | 0 | 2033.7 | 5552.87 | 12062 | 433.914 | 26233.2 | 247.405 | 0 | 0 | 0 | 618.549 | 0 | 287.954 | 0 | 0 | 1153.91 | 0 | 0 | 0 | 0 | 0 | 0 | 0 | 0 | 0 | 0 | 8.68 | 41.85 | 3.02 | 0 | 17.94 | 0 | 8.53 | 30.43 | 47.74 | 1.72 | 159.91 | 71.49 | 212.207 | 5152.81 | 785.772 | 0 | 0 | 2033.7 | 5552.87 | 12062 | 433.914 | 26233.2 | 247.405 | 0 | 0 | 0 | 618.549 | 0 | 287.954 | 0 | 0 | 1153.91 | 0 | 0 | 0 | 0 | 0 | 0 | 0 | 0 | 0 | 0 | 8.68 | 41.85 | 3.02 | 0 | 17.94 | 8.53 | 30.43 | 47.74 | 1.72 | 159.91 | 71.49 | CA Residential 2019, Vers. 1.0 | CSE 0.831 EXE |  | MPCBECC | 0 | 6.4142 | 0.089726 | 0 | 0 | 0 | 0.53989 | 1.0016 | 1.8235 | 0.073953 | 9.9428 | 6.5039 | 0 | 6.4142 | 0.089726 | 0 | 0 | 0.53989 | 1.0016 | 1.8235 | 0.073953 | 9.9428 | 6.5039 | 0 | 0 | 0 | 0 | [9 empty] | 212.207 | 5152.81 | 785.772 | 0 | 0 | 0 | 2033.7 | 5552.87 | 12062 | 433.914 | 26233.2 | 247.405 | 0 | 0 | 0 | 618.549 | 0 | 287.954 | 0 | 0 | 1153.91 | 0 | 0 | 0 | 0 | 0 | 0 | 0 | 0 | 0 | 0 | 8.68 | 41.85 | 3.02 | 0 | 17.94 | 0 | 8.53 | 30.43 | 47.74 | 1.72 | 159.91 | 0 | 6.4142 | 0.089726 | 0 | 0 | 0 | 0.53989 | 1.0016 | 1.8235 | 0.073953 | 9.9428 | 1031.55 | 11891 | 785.772 | 0 | 0 | 5894.96 | 6547.68 | 10697.7 | 540.499 | 37389.2 | 859.513 | 0 | 0 | 0 | 1065.13 | 0 | 291.124 | 0 | 0 | 2215.77 | 0 | 0 | 0 | 0 | 0 | 0 | 0 | 0 | 0 | 0 | 31.08 | 83.41 | 3.02 | 0 | 30.89 | 25.19 | 33.7 | 42.89 | 2.17 | 252.35 | 0 | 9.5321 | 0.089726 | 0 | 0 | 1.7213 | 0.80892 | 1.7518 | 0.11433 | 14.0183 | 54.5512 | 0 | 25.5921 | 45.61 | 25.88 | 45.61 | 25.88 | 45.61 | 25.88 | 90.04 | 58.36
2017-05-02 07:35 | ED9_CZ15_2100_ELEC | v30 15 S21 G20 M02 | Proposed and Standard | FAIL | -11.54 | 60.3879 | 68.114 | 4374.52 | 170.16 | 0 | 1757.77 | 0 | 505.557 | 2116.53 | 2025.88 | 119.621 | 11138.2 | 0 | 0 | 0 | 0 | 0 | 0 | 0 | 0 | 0 | 0 | 0 | 0 | 0 | 0 | 0 | 0 | 0 | 0 | 0 | 0 | 0.8 | 96.82 | 2.18 | 0 | 22.46 | 0 | 7.12 | 28.51 | 26.69 | 1.59 | 186.17 | 122.26 | 69.252 | 4369.13 | 170.16 | 0 | 0 | 505.557 | 2116.58 | 2025.88 | 119.621 | 9376.18 | 0 | 0 | 0 | 0 | 0 | 0 | 0 | 0 | 0 | 0 | 0 | 0 | 0 | 0 | 7.4466 | 0 | 0 | 0 | 0 | 7.4466 | 0.81 | 91.66 | 2.18 | 0 | 16.07 | 7.12 | 28.52 | 26.69 | 1.59 | 174.64 | 110.72 | CA Residential 2019, Vers. 1.0 | CSE 0.831 EXE |  | MPCBECC | 0 | 3.1463 | 0.01943 | 0 | 0.20067 | 0 | 0.13421 | 0.3683 | 0.30364 | 0.020387 | 4.193 | 3.3664 | 0 | 3.3569 | 0.01943 | 0 | 0 | 0.13421 | 0.36927 | 0.30364 | 0.020387 | 4.2038 | 3.3763 | 0.010812 | 0.0098383 | -6.6021 | -10.4227 | [9 empty] | 68.114 | 4374.52 | 170.16 | 0 | 1757.77 | 0 | 505.557 | 2116.53 | 2025.88 | 119.621 | 11138.2 | 0 | 0 | 0 | 0 | 0 | 0 | 0 | 0 | 0 | 0 | 0 | 0 | 0 | 0 | 0 | 0 | 0 | 0 | 0 | 0 | 0.8 | 96.82 | 2.18 | 0 | 22.46 | 0 | 7.12 | 28.51 | 26.69 | 1.59 | 186.17 | 0 | 3.1463 | 0.01943 | 0 | 0.20067 | 0 | 0.13421 | 0.3683 | 0.30364 | 0.020387 | 4.193 | 373.597 | 9723.04 | 170.16 | 0 | 1854.09 | 2135 | 2349 | 2531 | 297.5 | 19433.4 | 0 | 0 | 0 | 0 | 0 | 0 | 0 | 0 | 0 | 0 | 0 | 0 | 0 | 0 | 0 | 0 | 0 | 0 | 0 | 0 | 4.35 | 178.24 | 2.18 | 0 | 23.91 | 30.71 | 31.03 | 33.87 | 4 | 308.29 | 0 | 4.8142 | 0.01943 | 0 | 0.32402 | 0.62343 | 0.35042 | 0.41447 | 0.06293 | 6.6089 | 60.3879 | 0 | 29.0538 | 122.26 | 0 | 94.65 | 16.07 | 122.26 | 0 | 208.68 | 0
2017-05-02 07:35 | ED9_CZ15_2100_NGAS | v30 15 S21 G20 M01 | Proposed and Standard | PASS | 0 | 51.387 | 3.4449 | 4386.28 | 170.16 | 0 | 0 | 0 | 505.557 | 1044.11 | 2025.88 | 119.621 | 8255.06 | 4.0123 | 0 | 0 | 0 | 74.4656 | 0 | 43.6697 | 0 | 0 | 122.148 | 0 | 0 | 0 | 0 | 0 | 0 | 0 | 0 | 0 | 0 | 0.47 | 92.2 | 2.18 | 0 | 7.24 | 0 | 7.12 | 18.14 | 26.69 | 1.59 | 155.63 | 102.09 | 3.4449 | 4386.28 | 170.16 | 0 | 0 | 505.557 | 1044.11 | 2025.88 | 119.621 | 8255.06 | 4.0123 | 0 | 0 | 0 | 74.4656 | 0 | 43.6697 | 0 | 0 | 122.148 | 0 | 0 | 0 | 0 | 0 | 0 | 0 | 0 | 0 | 0 | 0.47 | 92.2 | 2.18 | 0 | 7.24 | 7.12 | 18.14 | 26.69 | 1.59 | 155.63 | 102.09 | CA Residential 2019, Vers. 1.0 | CSE 0.831 EXE |  | MPCBECC | 0 | 3.3841 | 0.01943 | 0 | 0 | 0 | 0.13421 | 0.18295 | 0.30364 | 0.020387 | 4.0447 | 3.4035 | 0 | 3.3841 | 0.01943 | 0 | 0 | 0.13421 | 0.18295 | 0.30364 | 0.020387 | 4.0447 | 3.4035 | 0 | 0 | 0 | 0 | [9 empty] | 3.4449 | 4386.28 | 170.16 | 0 | 0 | 0 | 505.557 | 1044.11 | 2025.88 | 119.621 | 8255.06 | 4.0123 | 0 | 0 | 0 | 74.4656 | 0 | 43.6697 | 0 | 0 | 122.148 | 0 | 0 | 0 | 0 | 0 | 0 | 0 | 0 | 0 | 0 | 0.47 | 92.2 | 2.18 | 0 | 7.24 | 0 | 7.12 | 18.14 | 26.69 | 1.59 | 155.63 | 0 | 3.3841 | 0.01943 | 0 | 0 | 0 | 0.13421 | 0.18295 | 0.30364 | 0.020387 | 4.0447 | 41.0355 | 9826.19 | 170.16 | 0 | 0 | 2135 | 930.001 | 2637.81 | 297.5 | 16037.7 | 34.157 | 0 | 0 | 0 | 130.134 | 0 | 65.4 | 0 | 0 | 229.691 | 0 | 0 | 0 | 0 | 0 | 0 | 0 | 0 | 0 | 0 | 4.14 | 179.91 | 2.18 | 0 | 12.64 | 30.71 | 18.22 | 35.3 | 4 | 287.1 | 0 | 4.8562 | 0.01943 | 0 | 0 | 0.62343 | 0.11804 | 0.43196 | 0.06293 | 6.1119 | 51.387 | 0 | 23.298 | 94.42 | 7.67 | 94.42 | 7.67 | 94.42 | 7.67 | 182.57 | 16.3
2017-05-02 07:35 | ED9_CZ15_2700_ELEC | v30 15 S27 G20 M02 | Proposed and Standard | FAIL | -8.48 | 55.3292 | 166.746 | 5231.95 | 201.423 | 0 | 1955.66 | 0 | 615.745 | 2253.28 | 2371.31 | 151.515 | 12947.6 | 0 | 0 | 0 | 0 | 0 | 0 | 0 | 0 | 0 | 0 | 0 | 0 | 0 | 0 | 0 | 0 | 0 | 0 | 0 | 0 | 1.51 | 88.63 | 2 | 0 | 18.81 | 0 | 6.75 | 23.19 | 24.29 | 1.56 | 166.74 | 110.95 | 168.242 | 5199.57 | 201.423 | 0 | 0 | 615.745 | 2253 | 2371.31 | 151.515 | 10960.8 | 0 | 0 | 0 | 0 | 0 | 0 | 0 | 0 | 0 | 0 | 0 | 0 | 0 | 0 | 8.3343 | 0 | 0 | 0 | 0 | 8.3343 | 1.53 | 84.99 | 2 | 0 | 13.95 | 6.75 | 23.2 | 24.29 | 1.56 | 158.27 | 102.47 | CA Residential 2019, Vers. 1.0 | CSE 0.831 EXE |  | MPCBECC | 0 | 4.2425 | 0.023 | 0 | 0.19882 | 0 | 0.16346 | 0.31683 | 0.35412 | 0.025823 | 5.3246 | 4.4644 | 0 | 4.008 | 0.023 | 0 | 0 | 0.16346 | 0.3173 | 0.35412 | 0.025823 | 4.8917 | 4.031 | -0.43293 | -0.43339 | -5.3516 | -8.2756 | [9 empty] | 166.746 | 5231.95 | 201.423 | 0 | 1955.66 | 0 | 615.745 | 2253.28 | 2371.31 | 151.515 | 12947.6 | 0 | 0 | 0 | 0 | 0 | 0 | 0 | 0 | 0 | 0 | 0 | 0 | 0 | 0 | 0 | 0 | 0 | 0 | 0 | 0 | 1.51 | 88.63 | 2 | 0 | 18.81 | 0 | 6.75 | 23.19 | 24.29 | 1.56 | 166.74 | 0 | 4.2425 | 0.023 | 0 | 0.19882 | 0 | 0.16346 | 0.31683 | 0.35412 | 0.025823 | 5.3246 | 698.112 | 12611.5 | 201.423 | 0 | 2061.98 | 2615 | 2596 | 3146.01 | 327.5 | 24257.5 | 0 | 0 | 0 | 0 | 0 | 0 | 0 | 0 | 0 | 0 | 0 | 0 | 0 | 0 | 0 | 0 | 0 | 0 | 0 | 0 | 6.32 | 180.92 | 2 | 0 | 19.99 | 29.26 | 26.7 | 32.74 | 3.43 | 301.36 | 0 | 6.2989 | 0.023 | 0 | 0.24967 | 0.76359 | 0.38997 | 0.51519 | 0.069276 | 8.3096 | 55.3292 | 0 | 26.6757 | 110.95 | 0 | 88.52 | 13.95 | 110.95 | 0 | 209.23 | 0
2017-05-02 07:35 | ED9_CZ15_2700_NGAS | v30 15 S27 G20 M01 | Proposed and Standard | PASS | 0 | 48.1222 | 11.5939 | 5218.27 | 201.423 | 0 | 0 | 0 | 615.745 | 1151.72 | 2371.31 | 151.515 | 9721.58 | 13.5035 | 0 | 0 | 0 | 83.3433 | 0 | 45.121 | 0 | 0 | 141.968 | 0 | 0 | 0 | 0 | 0 | 0 | 0 | 0 | 0 | 0 | 1.24 | 85.41 | 2 | 0 | 6.26 | 0 | 6.75 | 15.2 | 24.29 | 1.56 | 142.71 | 94.91 | 11.5939 | 5218.27 | 201.423 | 0 | 0 | 615.745 | 1151.72 | 2371.31 | 151.515 | 9721.58 | 13.5035 | 0 | 0 | 0 | 83.3433 | 0 | 45.121 | 0 | 0 | 141.968 | 0 | 0 | 0 | 0 | 0 | 0 | 0 | 0 | 0 | 0 | 1.24 | 85.41 | 2 | 0 | 6.26 | 6.75 | 15.2 | 24.29 | 1.56 | 142.71 | 94.91 | CA Residential 2019, Vers. 1.0 | CSE 0.831 EXE |  | MPCBECC | 0 | 4.0343 | 0.023 | 0 | 0 | 0 | 0.16346 | 0.18012 | 0.35412 | 0.025823 | 4.7809 | 4.0573 | 0 | 4.0343 | 0.023 | 0 | 0 | 0.16346 | 0.18012 | 0.35412 | 0.025823 | 4.7809 | 4.0573 | 0 | 0 | 0 | 0 | [9 empty] | 11.5939 | 5218.27 | 201.423 | 0 | 0 | 0 | 615.745 | 1151.72 | 2371.31 | 151.515 | 9721.58 | 13.5035 | 0 | 0 | 0 | 83.3433 | 0 | 45.121 | 0 | 0 | 141.968 | 0 | 0 | 0 | 0 | 0 | 0 | 0 | 0 | 0 | 0 | 1.24 | 85.41 | 2 | 0 | 6.26 | 0 | 6.75 | 15.2 | 24.29 | 1.56 | 142.71 | 0 | 4.0343 | 0.023 | 0 | 0 | 0 | 0.16346 | 0.18012 | 0.35412 | 0.025823 | 4.7809 | 80.7423 | 12721.9 | 201.423 | 0 | 0 | 2615 | 989.001 | 3267.2 | 327.5 | 20202.8 | 67.2081 | 0 | 0 | 0 | 139.785 | 0 | 73.4 | 0 | 0 | 280.393 | 0 | 0 | 0 | 0 | 0 | 0 | 0 | 0 | 0 | 0 | 6.33 | 182.32 | 2 | 0 | 10.51 | 29.26 | 15.36 | 34.01 | 3.43 | 283.22 | 0 | 6.3444 | 0.023 | 0 | 0 | 0.76359 | 0.12681 | 0.53503 | 0.069276 | 7.8621 | 48.1222 | 0 | 21.8608 | 87.52 | 7.39 | 87.52 | 7.39 | 87.52 | 7.39 | 185.05 | 16.11
2017-05-02 07:35 | ED9_CZ15_6960_ELEC | v30 15 S69 G15 M02 | Proposed and Standard | FAIL | -21.31 | 71.2772 | 158.633 | 15935.9 | 785.772 | 0 | 10888.8 | 0 | 2033.7 | 12846.9 | 12062 | 433.914 | 55145.6 | 0 | 0 | 0 | 0 | 0 | 0 | 0 | 0 | 0 | 0 | 0 | 0 | 0 | 0 | 0 | 0 | 0 | 0 | 0 | 0 | 0.56 | 102.16 | 3.03 | 0 | 42.08 | 0 | 8.64 | 52.12 | 48 | 1.74 | 258.33 | 147.83 | 159.42 | 15424 | 785.772 | 0 | 0 | 2033.7 | 12845.6 | 12062 | 433.914 | 43744.3 | 0 | 0 | 0 | 0 | 0 | 0 | 0 | 0 | 0 | 0 | 0 | 0 | 0 | 0 | 44.9225 | 0 | 0 | 0 | 0 | 44.9225 | 0.56 | 93.73 | 3.03 | 0 | 29.2 | 8.64 | 52.14 | 48 | 1.74 | 237.04 | 126.52 | CA Residential 2019, Vers. 1.0 | CSE 0.831 EXE |  | MPCBECC | 0 | 9.7451 | 0.089726 | 0 | 1.5816 | 0 | 0.53989 | 2.0122 | 1.8235 | 0.073953 | 15.8659 | 11.4164 | 0 | 10.7633 | 0.089726 | 0 | 0 | 0.53989 | 2.0216 | 1.8235 | 0.073953 | 15.3119 | 10.853 | -0.55401 | -0.56336 | -8.9816 | -16.8432 | [9 empty] | 158.633 | 15935.9 | 785.772 | 0 | 10888.8 | 0 | 2033.7 | 12846.9 | 12062 | 433.914 | 55145.6 | 0 | 0 | 0 | 0 | 0 | 0 | 0 | 0 | 0 | 0 | 0 | 0 | 0 | 0 | 0 | 0 | 0 | 0 | 0 | 0 | 0.56 | 102.16 | 3.03 | 0 | 42.08 | 0 | 8.64 | 52.12 | 48 | 1.74 | 258.33 | 0 | 9.7451 | 0.089726 | 0 | 1.5816 | 0 | 0.53989 | 2.0122 | 1.8235 | 0.073953 | 15.8659 | 863.055 | 33343.7 | 785.772 | 0 | 11613.1 | 5894.96 | 15077.5 | 10697.7 | 540.499 | 78816.4 | 0 | 0 | 0 | 0 | 0 | 0 | 0 | 0 | 0 | 0 | 0 | 0 | 0 | 0 | 0 | 0 | 0 | 0 | 0 | 0 | 3.03 | 181.25 | 3.03 | 0 | 44.22 | 25.58 | 59.94 | 43.19 | 2.19 | 362.43 | 0 | 15.9812 | 0.089726 | 0 | 1.2762 | 1.7213 | 2.2058 | 1.7518 | 0.11433 | 23.1404 | 71.2772 | 0 | 33.3471 | 147.83 | 0 | 97.32 | 29.2 | 147.83 | 0 | 231.53 | 0
2017-05-02 07:35 | ED9_CZ15_6960_NGAS | v30 15 S69 G15 M01 | Proposed and Standard | PASS | 0 | 58.8708 | 0.17903 | 15555.9 | 785.772 | 0 | 0 | 0 | 2033.7 | 5796.12 | 12062 | 433.914 | 36667.5 | 0.20852 | 0 | 0 | 0 | 449.225 | 0 | 287.954 | 0 | 0 | 737.387 | 0 | 0 | 0 | 0 | 0 | 0 | 0 | 0 | 0 | 0 | 0.01 | 94.65 | 3.03 | 0 | 13.11 | 0 | 8.64 | 31.41 | 48 | 1.74 | 200.59 | 110.8 | 0.17903 | 15555.9 | 785.772 | 0 | 0 | 2033.7 | 5796.12 | 12062 | 433.914 | 36667.5 | 0.20852 | 0 | 0 | 0 | 449.225 | 0 | 287.954 | 0 | 0 | 737.387 | 0 | 0 | 0 | 0 | 0 | 0 | 0 | 0 | 0 | 0 | 0.01 | 94.65 | 3.03 | 0 | 13.11 | 8.64 | 31.41 | 48 | 1.74 | 200.59 | 110.8 | CA Residential 2019, Vers. 1.0 | CSE 0.831 EXE |  | MPCBECC | 0 | 10.8872 | 0.089726 | 0 | 0 | 0 | 0.53989 | 1.0041 | 1.8235 | 0.073953 | 14.4183 | 10.9769 | 0 | 0 | 0 | 0 | 0 | 0 | 0 | 0 | 0 | 0 | 0 | -14.4183 | -10.9769 | 0 | 0 | [9 empty] | 0.17903 | 15555.9 | 785.772 | 0 | 0 | 0 | 2033.7 | 5796.12 | 12062 | 433.914 | 36667.5 | 0.20852 | 0 | 0 | 0 | 449.225 | 0 | 287.954 | 0 | 0 | 737.387 | 0 | 0 | 0 | 0 | 0 | 0 | 0 | 0 | 0 | 0 | 0.01 | 94.65 | 3.03 | 0 | 13.11 | 0 | 8.64 | 31.41 | 48 | 1.74 | 200.59 | 0 | 10.8872 | 0.089726 | 0 | 0 | 0 | 0.53989 | 1.0041 | 1.8235 | 0.073953 | 14.4183 | 95.0057 | 32917.8 | 785.772 | 0 | 0 | 5894.96 | 6547.68 | 10697.7 | 540.499 | 57479.5 | 79.0806 | 0 | 0 | 0 | 889.409 | 0 | 291.124 | 0 | 0 | 1259.61 | 0 | 0 | 0 | 0 | 0 | 0 | 0 | 0 | 0 | 0 | 2.89 | 179.41 | 3.03 | 0 | 25.95 | 25.58 | 33.8 | 43.19 | 2.19 | 316.04 | 0 | 15.8802 | 0.089726 | 0 | 0 | 1.7213 | 0.80892 | 1.7518 | 0.11433 | 20.3664 | 58.8708 | 0 | 25.2106 | 97.68 | 13.12 | 97.68 | 13.12 | 97.68 | 13.12 | 182.77 | 28.51
2017-05-02 07:35 | ED9_CZ16_2100_ELEC | v30 16 S21 G20 M02 | Proposed and Standard | FAIL | -13.68 | 71.6402 | 3926.7 | 192.203 | 170.905 | 0 | 2983.72 | 0 | 505.557 | 1993.13 | 2025.88 | 119.621 | 11917.7 | 0 | 0 | 0 | 0 | 0 | 0 | 0 | 0 | 0 | 0 | 0 | 0 | 0 | 0 | 0 | 0 | 0 | 0 | 0 | 0 | 56.65 | 4.53 | 2.27 | 0 | 42.52 | 0 | 7.82 | 27.68 | 28.02 | 1.73 | 171.22 | 105.97 | 4017.51 | 200.931 | 170.905 | 0 | 0 | 505.557 | 1992.55 | 2025.88 | 119.621 | 9032.96 | 0 | 0 | 0 | 0 | 0 | 0 | 0 | 0 | 0 | 0 | 0 | 0 | 0 | 0 | 12.6815 | 0 | 0 | 0 | 0 | 12.6815 | 57.83 | 5.06 | 2.27 | 0 | 27.13 | 7.82 | 27.67 | 28.02 | 1.73 | 157.53 | 92.29 | CA Residential 2019, Vers. 1.0 | CSE 0.831 EXE |  | MPCBECC | 0 | 0.44889 | 0.019515 | 0 | 0.38088 | 0 | 0.13421 | 0.35971 | 0.30364 | 0.020387 | 1.6672 | 0.84929 | 0 | 0.53945 | 0.019515 | 0 | 0 | 0.13421 | 0.3598 | 0.30364 | 0.020387 | 1.377 | 0.55897 | -0.29024 | -0.29033 | -8.6904 | -14.8228 | [9 empty] | 3926.7 | 192.203 | 170.905 | 0 | 2983.72 | 0 | 505.557 | 1993.13 | 2025.88 | 119.621 | 11917.7 | 0 | 0 | 0 | 0 | 0 | 0 | 0 | 0 | 0 | 0 | 0 | 0 | 0 | 0 | 0 | 0 | 0 | 0 | 0 | 0 | 56.65 | 4.53 | 2.27 | 0 | 42.52 | 0 | 7.82 | 27.68 | 28.02 | 1.73 | 171.22 | 0 | 0.44889 | 0.019515 | 0 | 0.38088 | 0 | 0.13421 | 0.35971 | 0.30364 | 0.020387 | 1.6672 | 5743.82 | 237.313 | 170.905 | 0 | 3150.77 | 2135 | 2349 | 2531 | 297.5 | 16615.3 | 0 | 0 | 0 | 0 | 0 | 0 | 0 | 0 | 0 | 0 | 0 | 0 | 0 | 0 | 0 | 0 | 0 | 0 | 0 | 0 | 80.83 | 5.43 | 2.27 | 0 | 45.12 | 33.06 | 32.28 | 35.29 | 4.72 | 239 | 0 | 0.5266 | 0.019515 | 0 | 0.46526 | 0.62343 | 0.35042 | 0.41447 | 0.06293 | 2.4626 | 71.6402 | 0 | 47.5607 | 105.97 | 0 | 65.16 | 27.13 | 105.97 | 0 | 133.65 | 0
2017-05-02 07:35 | ED9_CZ16_2100_NGAS | v30 16 S21 G20 M01 | Proposed and Standard | PASS | 0 | 48.5488 | 275.205 | 204.799 | 170.905 | 0 | 0 | 0 | 505.557 | 915.934 | 2025.88 | 119.621 | 4217.9 | 321.334 | 0 | 0 | 0 | 126.815 | 0 | 43.6697 | 0 | 0 | 491.819 | 0 | 0 | 0 | 0 | 0 | 0 | 0 | 0 | 0 | 0 | 37.23 | 5.27 | 2.27 | 0 | 12.17 | 0 | 7.82 | 16.77 | 28.02 | 1.73 | 111.28 | 56.94 | 275.205 | 204.799 | 170.905 | 0 | 0 | 505.557 | 915.934 | 2025.88 | 119.621 | 4217.9 | 321.333 | 0 | 0 | 0 | 126.815 | 0 | 43.6697 | 0 | 0 | 491.818 | 0 | 0 | 0 | 0 | 0 | 0 | 0 | 0 | 0 | 0 | 37.23 | 5.27 | 2.27 | 0 | 12.17 | 7.82 | 16.77 | 28.02 | 1.73 | 111.28 | 56.94 | CA Residential 2019, Vers. 1.0 | CSE 0.831 EXE |  | MPCBECC | 0 | 0.57257 | 0.019515 | 0 | 0 | 0 | 0.13421 | 0.17358 | 0.30364 | 0.020387 | 1.2239 | 0.59209 | 0 | 0.57257 | 0.019515 | 0 | 0 | 0.13421 | 0.17358 | 0.30364 | 0.020387 | 1.2239 | 0.59209 | 0 | 0 | 0 | 0 | [9 empty] | 275.205 | 204.799 | 170.905 | 0 | 0 | 0 | 505.557 | 915.934 | 2025.88 | 119.621 | 4217.9 | 321.334 | 0 | 0 | 0 | 126.815 | 0 | 43.6697 | 0 | 0 | 491.819 | 0 | 0 | 0 | 0 | 0 | 0 | 0 | 0 | 0 | 0 | 37.23 | 5.27 | 2.27 | 0 | 12.17 | 0 | 7.82 | 16.77 | 28.02 | 1.73 | 111.28 | 0 | 0.57257 | 0.019515 | 0 | 0 | 0 | 0.13421 | 0.17358 | 0.30364 | 0.020387 | 1.2239 | 564.488 | 253.222 | 170.905 | 0 | 0 | 2135 | 930.001 | 2637.81 | 297.5 | 6988.93 | 471.058 | 0 | 0 | 0 | 182.246 | 0 | 65.4 | 0 | 0 | 718.704 | 0 | 0 | 0 | 0 | 0 | 0 | 0 | 0 | 0 | 0 | 56.41 | 5.81 | 2.27 | 0 | 17.49 | 33.06 | 18.68 | 36.78 | 4.72 | 175.22 | 0 | 0.56392 | 0.019515 | 0 | 0 | 0.62343 | 0.11804 | 0.43196 | 0.06293 | 1.8198 | 48.5488 | 0 | 29.4137 | 11.6 | 45.34 | 11.6 | 45.34 | 11.6 | 45.34 | 15.97 | 66.01
2017-05-02 07:35 | ED9_CZ16_2700_ELEC | v30 16 S27 G20 M02 | Proposed and Standard | FAIL | -12.91 | 66.8224 | 4285.41 | 434.835 | 202.713 | 0 | 3334.81 | 0 | 615.745 | 2108.69 | 2371.31 | 151.515 | 13505 | 0 | 0 | 0 | 0 | 0 | 0 | 0 | 0 | 0 | 0 | 0 | 0 | 0 | 0 | 0 | 0 | 0 | 0 | 0 | 0 | 48.3 | 7.61 | 2.09 | 0 | 37.62 | 0 | 7.41 | 22.83 | 25.49 | 1.7 | 153.05 | 95.62 | 4309.52 | 436.393 | 202.713 | 0 | 0 | 615.745 | 2107.87 | 2371.31 | 151.515 | 10195.1 | 0 | 0 | 0 | 0 | 0 | 0 | 0 | 0 | 0 | 0 | 0 | 0 | 0 | 0 | 14.2743 | 0 | 0 | 0 | 0 | 14.2743 | 48.46 | 8.47 | 2.09 | 0 | 23.69 | 7.41 | 22.83 | 25.49 | 1.7 | 140.14 | 82.71 | CA Residential 2019, Vers. 1.0 | CSE 0.831 EXE |  | MPCBECC | 0 | 0.91879 | 0.023148 | 0 | 0.36787 | 0 | 0.16346 | 0.30503 | 0.35412 | 0.025823 | 2.1582 | 1.3098 | 0 | 1.15 | 0.023148 | 0 | 0 | 0.16346 | 0.30543 | 0.35412 | 0.025823 | 2.022 | 1.1731 | -0.13628 | -0.13669 | -9.2122 | -15.6088 | [9 empty] | 4285.41 | 434.835 | 202.713 | 0 | 3334.81 | 0 | 615.745 | 2108.69 | 2371.31 | 151.515 | 13505 | 0 | 0 | 0 | 0 | 0 | 0 | 0 | 0 | 0 | 0 | 0 | 0 | 0 | 0 | 0 | 0 | 0 | 0 | 0 | 0 | 48.3 | 7.61 | 2.09 | 0 | 37.62 | 0 | 7.41 | 22.83 | 25.49 | 1.7 | 153.05 | 0 | 0.91879 | 0.023148 | 0 | 0.36787 | 0 | 0.16346 | 0.30503 | 0.35412 | 0.025823 | 2.1582 | 7351.71 | 544.026 | 202.713 | 0 | 3515.66 | 2615 | 2596 | 3146.01 | 327.5 | 20298.6 | 0 | 0 | 0 | 0 | 0 | 0 | 0 | 0 | 0 | 0 | 0 | 0 | 0 | 0 | 0 | 0 | 0 | 0 | 0 | 0 | 81.05 | 9.02 | 2.09 | 0 | 39.44 | 31.5 | 27.78 | 34.12 | 4.04 | 229.04 | 0 | 1.0348 | 0.023148 | 0 | 0.28737 | 0.76359 | 0.38997 | 0.51519 | 0.069276 | 3.0833 | 66.8224 | 0 | 43.2588 | 95.62 | 0 | 59.02 | 23.69 | 95.62 | 0 | 131.6 | 0
2017-05-02 07:35 | ED9_CZ16_2700_NGAS | v30 16 S27 G20 M01 | Proposed and Standard | PASS | 0 | 46.4744 | 297.686 | 440.403 | 202.713 | 0 | 0 | 0 | 615.745 | 1002.69 | 2371.31 | 151.515 | 5082.06 | 347.582 | 0 | 0 | 0 | 142.743 | 0 | 45.121 | 0 | 0 | 535.446 | 0 | 0 | 0 | 0 | 0 | 0 | 0 | 0 | 0 | 0 | 31.35 | 8.56 | 2.09 | 0 | 10.6 | 0 | 7.41 | 14.18 | 25.49 | 1.7 | 101.38 | 52.6 | 297.686 | 440.404 | 202.713 | 0 | 0 | 615.745 | 1002.69 | 2371.31 | 151.515 | 5082.06 | 347.582 | 0 | 0 | 0 | 142.743 | 0 | 45.121 | 0 | 0 | 535.446 | 0 | 0 | 0 | 0 | 0 | 0 | 0 | 0 | 0 | 0 | 31.35 | 8.56 | 2.09 | 0 | 10.6 | 7.41 | 14.18 | 25.49 | 1.7 | 101.38 | 52.6 | CA Residential 2019, Vers. 1.0 | CSE 0.831 EXE |  | MPCBECC | 0 | 1.1632 | 0.023148 | 0 | 0 | 0 | 0.16346 | 0.1683 | 0.35412 | 0.025823 | 1.8981 | 1.1864 | 0 | 1.1632 | 0.023148 | 0 | 0 | 0.16346 | 0.1683 | 0.35412 | 0.025823 | 1.8981 | 1.1864 | 6.306e-07 | 6.306e-07 | 0 | 0 | [9 empty] | 297.686 | 440.403 | 202.713 | 0 | 0 | 0 | 615.745 | 1002.69 | 2371.31 | 151.515 | 5082.06 | 347.582 | 0 | 0 | 0 | 142.743 | 0 | 45.121 | 0 | 0 | 535.446 | 0 | 0 | 0 | 0 | 0 | 0 | 0 | 0 | 0 | 0 | 31.35 | 8.56 | 2.09 | 0 | 10.6 | 0 | 7.41 | 14.18 | 25.49 | 1.7 | 101.38 | 0 | 1.1632 | 0.023148 | 0 | 0 | 0 | 0.16346 | 0.1683 | 0.35412 | 0.025823 | 1.8981 | 725.906 | 566.678 | 202.713 | 0 | 0 | 2615 | 989.001 | 3267.2 | 327.5 | 8693.99 | 605.759 | 0 | 0 | 0 | 197.989 | 0 | 73.4 | 0 | 0 | 877.148 | 0 | 0 | 0 | 0 | 0 | 0 | 0 | 0 | 0 | 0 | 56.45 | 9.36 | 2.09 | 0 | 14.7 | 31.5 | 15.74 | 35.43 | 4.04 | 169.31 | 0 | 1.0667 | 0.023148 | 0 | 0 | 0.76359 | 0.12681 | 0.53503 | 0.069276 | 2.5846 | 46.4744 | 0 | 27.6517 | 14.09 | 38.51 | 14.09 | 38.51 | 14.09 | 38.51 | 19.41 | 63.19
2017-05-02 07:35 | ED9_CZ16_6960_ELEC | v30 16 S69 G15 M02 | Proposed and Standard | FAIL | -26.91 | 81.1098 | 8283.56 | 1948.45 | 785.772 | 0 | 17996.1 | 0 | 2033.7 | 12561.9 | 12062 | 433.914 | 56105.4 | 0 | 0 | 0 | 0 | 0 | 0 | 0 | 0 | 0 | 0 | 0 | 0 | 0 | 0 | 0 | 0 | 0 | 0 | 0 | 0 | 35.86 | 11.79 | 3.14 | 0 | 75.79 | 0 | 9.49 | 52.39 | 50.4 | 1.89 | 240.75 | 126.58 | 8171.39 | 1848.81 | 785.772 | 0 | 0 | 2033.7 | 12558.5 | 12062 | 433.914 | 37894 | 0 | 0 | 0 | 0 | 0 | 0 | 0 | 0 | 0 | 0 | 0 | 0 | 0 | 0 | 76.2953 | 0 | 0 | 0 | 0 | 76.2953 | 35.29 | 12.06 | 3.14 | 0 | 49.18 | 9.49 | 52.38 | 50.4 | 1.89 | 213.83 | 99.67 | CA Residential 2019, Vers. 1.0 | CSE 0.831 EXE |  | MPCBECC | 0 | 3.0965 | 0.089726 | 0 | 2.5197 | 0 | 0.53989 | 2.012 | 1.8235 | 0.073953 | 10.1552 | 5.7059 | 0 | 3.5494 | 0.089726 | 0 | 0 | 0.53989 | 2.0158 | 1.8235 | 0.073953 | 8.0923 | 3.6391 | -2.0629 | -2.0668 | -12.5894 | -26.9991 | [9 empty] | 8283.56 | 1948.45 | 785.772 | 0 | 17996.1 | 0 | 2033.7 | 12561.9 | 12062 | 433.914 | 56105.4 | 0 | 0 | 0 | 0 | 0 | 0 | 0 | 0 | 0 | 0 | 0 | 0 | 0 | 0 | 0 | 0 | 0 | 0 | 0 | 0 | 35.86 | 11.79 | 3.14 | 0 | 75.79 | 0 | 9.49 | 52.39 | 50.4 | 1.89 | 240.75 | 0 | 3.0965 | 0.089726 | 0 | 2.5197 | 0 | 0.53989 | 2.012 | 1.8235 | 0.073953 | 10.1552 | 14394.2 | 2813.99 | 785.772 | 0 | 18873.9 | 5894.96 | 15077.5 | 10697.7 | 540.499 | 69078.6 | 0 | 0 | 0 | 0 | 0 | 0 | 0 | 0 | 0 | 0 | 0 | 0 | 0 | 0 | 0 | 0 | 0 | 0 | 0 | 0 | 61.34 | 15.64 | 3.14 | 0 | 79.21 | 27.55 | 62.34 | 45.01 | 2.59 | 296.82 | 0 | 3.6297 | 0.089726 | 0 | 2.783 | 1.7213 | 2.2058 | 1.7518 | 0.11433 | 12.2957 | 81.1098 | 0 | 39.2292 | 126.58 | 0 | 50.49 | 49.18 | 126.58 | 0 | 159.33 | 0
2017-05-02 07:35 | ED9_CZ16_6960_NGAS | v30 16 S69 G15 M01 | Proposed and Standard | PASS | 0 | 54.9506 | 473.037 | 1871.63 | 785.772 | 0 | 0 | 0 | 2033.7 | 5486.93 | 12062 | 433.914 | 23146.9 | 552.325 | 0 | 0 | 0 | 762.953 | 0 | 287.954 | 0 | 0 | 1603.23 | 0 | 0 | 0 | 0 | 0 | 0 | 0 | 0 | 0 | 0 | 19.31 | 12.27 | 3.14 | 0 | 21.99 | 0 | 9.49 | 31.01 | 50.4 | 1.89 | 149.5 | 56.71 | 473.041 | 1871.29 | 785.772 | 0 | 0 | 2033.7 | 5486.92 | 12062 | 433.914 | 23146.6 | 552.33 | 0 | 0 | 0 | 762.953 | 0 | 287.954 | 0 | 0 | 1603.24 | 0 | 0 | 0 | 0 | 0 | 0 | 0 | 0 | 0 | 0 | 19.31 | 12.27 | 3.14 | 0 | 21.99 | 9.49 | 31.01 | 50.4 | 1.89 | 149.5 | 56.71 | CA Residential 2019, Vers. 1.0 | CSE 0.831 EXE |  | MPCBECC | 0 | 3.63 | 0.089726 | 0 | 0 | 0 | 0.53989 | 0.99985 | 1.8235 | 0.073953 | 7.1569 | 3.7197 | 0 | 3.6294 | 0.089726 | 0 | 0 | 0.53989 | 0.99985 | 1.8235 | 0.073953 | 7.1563 | 3.7191 | -0.00063641 | -0.00063725 | 0 | 0 | [9 empty] | 473.037 | 1871.63 | 785.772 | 0 | 0 | 0 | 2033.7 | 5486.93 | 12062 | 433.914 | 23146.9 | 552.325 | 0 | 0 | 0 | 762.953 | 0 | 287.954 | 0 | 0 | 1603.23 | 0 | 0 | 0 | 0 | 0 | 0 | 0 | 0 | 0 | 0 | 19.31 | 12.27 | 3.14 | 0 | 21.99 | 0 | 9.49 | 31.01 | 50.4 | 1.89 | 149.5 | 0 | 3.63 | 0.089726 | 0 | 0 | 0 | 0.53989 | 0.99985 | 1.8235 | 0.073953 | 7.1569 | 1353.48 | 2658.78 | 785.772 | 0 | 0 | 5894.96 | 6547.68 | 10697.7 | 540.499 | 28478.9 | 1129.46 | 0 | 0 | 0 | 1211.55 | 0 | 291.124 | 0 | 0 | 2632.14 | 0 | 0 | 0 | 0 | 0 | 0 | 0 | 0 | 0 | 0 | 40.91 | 14.9 | 3.14 | 0 | 34.92 | 27.55 | 34.76 | 45.01 | 2.59 | 203.78 | 0 | 3.5124 | 0.089726 | 0 | 0 | 1.7213 | 0.80892 | 1.7518 | 0.11433 | 7.9986 | 54.9506 | 0 | 28.2067 | 17.53 | 39.18 | 17.53 | 39.18 | 17.53 | 39.18 | 23.79 | 70.08