## Notes
Spreadsheet to calculate the 2016 EDR adjustment that needs to included in CBECC-Res so that EDR ratings are similar between gas and electric homes for the same efficiency measures
Ken Nittler - 05/20/2016
These values can change as software or modeling rules change
They need to be loaded into CZClimateZonesBaselines.xlxs before export to .csv and build of CBECC-Res
They are calculated by doing prototype runs that exactly meeting the 2016 standards with EDR calcs enabled, then doing a run that switches to all electric heating, DHW and appliances
The adjustments are then a ratio of the Gas kTDV/ft2 values to the electric values. If electric kTDV/ft2 is zero, assign an adjustment of 1.0
Based on Martha Brook EDR Adjustment approach from March, 2016
Process
1. Run the 96 EDR files and get analysis results .csv
2. Copy analysis results .csv into data tab
3. Be sure to use weighted value for SF
SVN 1160 | Unadjusted Reference House TDV values moved; Electric reference water heating reference changed back to resistance

## Results
Data!$A1:$KH$500 | dataarray
Data!$B$1:$B$500 | filename
0.45 | Fraction of 2100ft2
RIBD\ED9\ED9 | prefix | (note: this will need to be changed when run in batch process)
.RIBD19 | postfix | (note: this will need to be changed when run in batch process)
Old columns | 215 | 215 | 216 | 216 | 219 | 219 | 221 | 221
New columns | 230 | 230 | 231 | 231 | 234 | 234 | 236 | 236
Newest Columns | 240 | 240 | 241 | 241 | 244 | 244 | 246 | 246
Even newer Columns | 173 | 173 | 174 | 174 | 176 | 176 | 178 | 178
2100ft2 Prototype Lookups
| Heat |  | Cool |  | DHW |  | App |  | Adjustments
CSV Col | 173 | 173 | 174 | 174 | 176 | 176 | 178 | 178
CZ | NGas | Elec | NGas | Elec | NGas | Elec | NGas | Elec | Heat | Cool | DHW | App
01 | 47.85 | 56.23 | 0 | 0 | 17.77 | 46.4 | 18.7 | 32.37 | 0.85097 | 1 | 0.38297 | 0.5777
02 | 49.49 | 54.04 | 9.07 | 8.64 | 16.62 | 40.26 | 18.58 | 32.06 | 0.9158 | 1.0498 | 0.41282 | 0.57954
03 | 42.95 | 42.68 | 0 | 0 | 16.63 | 40.68 | 18.67 | 32.29 | 1.0063 | 1 | 0.4088 | 0.5782
04 | 38.82 | 42.06 | 17.24 | 16.41 | 16.16 | 36.12 | 18.59 | 32.07 | 0.92297 | 1.0506 | 0.4474 | 0.57967
05 | 43.96 | 48.25 | 0 | 0 | 16.87 | 42.58 | 18.66 | 32.26 | 0.91109 | 1 | 0.3962 | 0.57843
06 | 17.74 | 17.43 | 6.74 | 6.35 | 15.75 | 34.45 | 18.3 | 31.23 | 1.0178 | 1.0614 | 0.45718 | 0.58598
07 | 7.79 | 7.15 | 2.71 | 2.43 | 15.34 | 34.69 | 18.43 | 31.81 | 1.0895 | 1.1152 | 0.4422 | 0.57938
08 | 13.22 | 12.43 | 30.69 | 29.9 | 15.34 | 31.43 | 18.14 | 30.76 | 1.0636 | 1.0264 | 0.48807 | 0.58973
09 | 17.88 | 17.41 | 50.09 | 49.2 | 15.35 | 31.19 | 18.1 | 30.67 | 1.027 | 1.0181 | 0.49214 | 0.59015
10 | 19.83 | 20.24 | 55.62 | 54.6 | 15.29 | 31.06 | 18.12 | 30.78 | 0.97974 | 1.0187 | 0.49227 | 0.58869
11 | 45.61 | 51.06 | 90.92 | 89.87 | 15.5 | 37.51 | 18.56 | 31.96 | 0.89326 | 1.0117 | 0.41322 | 0.58073
12 | 46.39 | 49.3 | 54.31 | 53.37 | 15.92 | 38.97 | 18.57 | 32 | 0.94097 | 1.0176 | 0.40852 | 0.58031
13 | 40.69 | 44.5 | 92.05 | 90.86 | 15.3 | 34.54 | 18.64 | 32.2 | 0.91438 | 1.0131 | 0.44296 | 0.57888
14 | 45.13 | 51.69 | 77.11 | 76.1 | 15.7 | 32.98 | 18.17 | 30.85 | 0.87309 | 1.0133 | 0.47605 | 0.58898
15 | 4.55 | 4.73 | 182.66 | 181 | 12.96 | 23.79 | 18.22 | 31.03 | 0.96195 | 1.0092 | 0.54477 | 0.58717
16 | 59.2 | 84.58 | 5.86 | 5.51 | 17.92 | 44.78 | 18.68 | 32.28 | 0.69993 | 1.0635 | 0.40018 | 0.57869
2700ft2 Prototype Lookups | [13 empty] | Weighted SF
| Heat |  | Cool |  | DHW |  | App |  | Adjustments |  |  |  |  | Adjustments
CSV Col | 173 | 173 | 174 | 174 | 176 | 176 | 178 | 178
CZ | NGas | Elec | NGas | Elec | NGas | Elec | NGas | Elec | Heat | Cool | DHW | App |  | Heat | Cool | DHW | App
01 | 41.92 | 49.74 | 0 | 0 | 14.95 | 40.64 | 15.76 | 27.85 | 0.84278 | 1 | 0.36786 | 0.56589 |  | 0.84647 | 1 | 0.37466 | 0.5712
02 | 48.13 | 52.89 | 14.97 | 14.52 | 13.94 | 35.23 | 15.67 | 27.59 | 0.91 | 1.031 | 0.39569 | 0.56796 |  | 0.91261 | 1.0394 | 0.40339 | 0.57317
03 | 40.46 | 40.63 | 0 | 0 | 13.96 | 36.3 | 15.73 | 27.78 | 0.99582 | 1 | 0.38457 | 0.56623 |  | 1.0005 | 1 | 0.39548 | 0.57162
04 | 38.22 | 41.7 | 22.45 | 21.85 | 13.54 | 31.56 | 15.67 | 27.59 | 0.91655 | 1.0275 | 0.42902 | 0.56796 |  | 0.91944 | 1.0379 | 0.43729 | 0.57323
05 | 41.12 | 45.57 | 0 | 0 | 14.17 | 37.42 | 15.73 | 27.75 | 0.90235 | 1 | 0.37867 | 0.56685 |  | 0.90628 | 1 | 0.38656 | 0.57206
06 | 17.58 | 17.28 | 8.94 | 8.64 | 13.19 | 30.63 | 15.43 | 26.87 | 1.0174 | 1.0347 | 0.43062 | 0.57425 |  | 1.0176 | 1.0467 | 0.44258 | 0.57952
07 | 7.54 | 6.92 | 4.69 | 4.37 | 12.85 | 30.29 | 15.54 | 27.37 | 1.0896 | 1.0732 | 0.42423 | 0.56777 |  | 1.0896 | 1.0921 | 0.43232 | 0.573
08 | 13.45 | 12.61 | 34.42 | 33.8 | 12.84 | 29.24 | 15.3 | 26.46 | 1.0666 | 1.0183 | 0.43912 | 0.57823 |  | 1.0652 | 1.022 | 0.46115 | 0.5834
09 | 18.41 | 17.84 | 55.11 | 54.37 | 12.83 | 27.86 | 15.26 | 26.39 | 1.032 | 1.0136 | 0.46052 | 0.57825 |  | 1.0297 | 1.0156 | 0.47475 | 0.58361
10 | 20.67 | 20.99 | 61.33 | 60.46 | 12.78 | 29.21 | 15.28 | 26.48 | 0.98475 | 1.0144 | 0.43752 | 0.57704 |  | 0.9825 | 1.0163 | 0.46216 | 0.58228
11 | 46.85 | 52.39 | 97.53 | 96.8 | 12.93 | 31.6 | 15.64 | 27.5 | 0.89425 | 1.0075 | 0.40918 | 0.56873 |  | 0.89381 | 1.0094 | 0.411 | 0.57413
12 | 46.46 | 49.52 | 61.18 | 60.39 | 13.32 | 32.69 | 15.65 | 27.53 | 0.93821 | 1.0131 | 0.40746 | 0.56847 |  | 0.93945 | 1.0151 | 0.40794 | 0.5738
13 | 42.43 | 46.2 | 98.13 | 97.12 | 12.76 | 29.11 | 15.71 | 27.7 | 0.9184 | 1.0104 | 0.43834 | 0.56715 |  | 0.91659 | 1.0116 | 0.44042 | 0.57243
14 | 46.75 | 53.34 | 82.72 | 81.87 | 13.1 | 28.07 | 15.32 | 26.54 | 0.87645 | 1.0104 | 0.46669 | 0.57724 |  | 0.87494 | 1.0117 | 0.4709 | 0.58252
15 | 6.66 | 6.6 | 185.47 | 184.09 | 10.72 | 20.95 | 15.36 | 26.7 | 1.0091 | 1.0075 | 0.51169 | 0.57528 |  | 0.98788 | 1.0083 | 0.52658 | 0.58063
16 | 58.75 | 84.23 | 9.42 | 9.09 | 15.02 | 39.71 | 15.74 | 27.78 | 0.69749 | 1.0363 | 0.37824 | 0.56659 |  | 0.69859 | 1.0486 | 0.38811 | 0.57204
6960ft2 Prototype Lookups | [13 empty] | 2019 Current Data | [8 empty] | Last based on SVN 1311
| Heat |  | Cool |  | DHW |  | App |  | Adjustments |  |  |  |  | Rounded for pasting into CAClimateZoneBaselines.xlxs
CSV Col | 173 | 173 | 174 | 174 | 176 | 176 | 178 | 178 | [5 empty] | SF |  |  |  | MF |  |  |  |  | SF |  |  |  | MF
CZ | NGas | Elec | NGas | Elec | NGas | Elec | NGas | Elec | Heat | Cool | DHW | App |  | Heating | Cooling* | DHW | Appliance | Heating | Cooling* | DHW | Appliance |  | Heating | Cooling* | DHW | Appliance | Heating | Cooling* | DHW | Appliance
01 | 26.48 | 31.52 | 0 | 0 | 32.42 | 69.58 | 34.82 | 62.52 | 0.8401 | 1 | 0.46594 | 0.55694 | 1 | 0.85 | 1 | 0.37 | 0.57 | 0.84 | 1 | 0.47 | 0.56 | 1 | 0.85 | 1 | 0.37 | 0.57 | 0.84 | 1 | 0.47 | 0.56
02 | 31.78 | 35.54 | 20.67 | 21.66 | 30.54 | 61.81 | 34.59 | 61.93 | 0.8942 | 0.95429 | 0.49409 | 0.55853 | 2 | 0.91 | 1.04 | 0.4 | 0.57 | 0.89 | 0.95 | 0.49 | 0.56 | 2 | 0.91 | 1.04 | 0.4 | 0.57 | 0.89 | 0.95 | 0.49 | 0.56
03 | 25.24 | 24.96 | 1.98 | 2.1 | 30.56 | 63.99 | 34.76 | 62.36 | 1.0112 | 0.94286 | 0.47757 | 0.55741 | 3 | 1 | 1 | 0.4 | 0.57 | 1.01 | 0.94 | 0.48 | 0.56 | 3 | 1 | 1 | 0.4 | 0.57 | 1.01 | 0.94 | 0.48 | 0.56
04 | 24.05 | 26.58 | 29.63 | 31 | 29.78 | 58.61 | 34.6 | 61.94 | 0.90482 | 0.95581 | 0.5081 | 0.55861 | 4 | 0.92 | 1.04 | 0.44 | 0.57 | 0.9 | 0.96 | 0.51 | 0.56 | 4 | 0.92 | 1.04 | 0.44 | 0.57 | 0.9 | 0.96 | 0.51 | 0.56
05 | 24.71 | 27.19 | 0.18 | 0.26 | 30.95 | 64.44 | 34.74 | 62.3 | 0.90879 | 0.69231 | 0.48029 | 0.55762 | 5 | 0.91 | 1 | 0.39 | 0.57 | 0.91 | 0.69 | 0.48 | 0.56 | 5 | 0.91 | 1 | 0.39 | 0.57 | 0.91 | 0.69 | 0.48 | 0.56
06 | 8.38 | 8.35 | 15.62 | 16.6 | 29.13 | 53.86 | 33.97 | 60.33 | 1.0036 | 0.94096 | 0.54085 | 0.56307 | 6 | 1.02 | 1.05 | 0.44 | 0.58 | 1 | 0.94 | 0.54 | 0.56 | 6 | 1.02 | 1.05 | 0.44 | 0.58 | 1 | 0.94 | 0.54 | 0.56
07 | 2.19 | 1.78 | 11.75 | 12.61 | 28.41 | 54.45 | 34.31 | 61.44 | 1.2303 | 0.9318 | 0.52176 | 0.55843 | 7 | 1.09 | 1.09 | 0.43 | 0.57 | 1.23 | 0.93 | 0.52 | 0.56 | 7 | 1.09 | 1.09 | 0.43 | 0.57 | 1.23 | 0.93 | 0.52 | 0.56
08 | 6.06 | 5.65 | 41.11 | 42.3 | 28.47 | 50.16 | 33.64 | 59.43 | 1.0726 | 0.97187 | 0.56758 | 0.56604 | 8 | 1.07 | 1.02 | 0.46 | 0.58 | 1.07 | 0.97 | 0.57 | 0.57 | 8 | 1.07 | 1.02 | 0.46 | 0.58 | 1.07 | 0.97 | 0.57 | 0.57
09 | 9.75 | 9.54 | 59.69 | 60.91 | 28.48 | 49.67 | 33.55 | 59.26 | 1.022 | 0.97997 | 0.57338 | 0.56615 | 9 | 1.03 | 1.02 | 0.47 | 0.58 | 1.02 | 0.98 | 0.57 | 0.57 | 9 | 1.03 | 1.02 | 0.47 | 0.58 | 1.02 | 0.98 | 0.57 | 0.57
10 | 11.09 | 11.57 | 65.73 | 67.1 | 28.39 | 50.77 | 33.58 | 59.45 | 0.95851 | 0.97958 | 0.55919 | 0.56484 | 10 | 0.98 | 1.02 | 0.46 | 0.58 | 0.96 | 0.98 | 0.56 | 0.56 | 10 | 0.98 | 1.02 | 0.46 | 0.58 | 0.96 | 0.98 | 0.56 | 0.56
11 | 31.14 | 35.51 | 97.74 | 99.13 | 28.7 | 52.25 | 34.53 | 61.74 | 0.87694 | 0.98598 | 0.54928 | 0.55928 | 11 | 0.89 | 1.01 | 0.41 | 0.57 | 0.88 | 0.99 | 0.55 | 0.56 | 11 | 0.89 | 1.01 | 0.41 | 0.57 | 0.88 | 0.99 | 0.55 | 0.56
12 | 30.96 | 33.62 | 64.85 | 66.18 | 29.39 | 56.82 | 34.56 | 61.81 | 0.92088 | 0.9799 | 0.51725 | 0.55913 | 12 | 0.94 | 1.02 | 0.41 | 0.57 | 0.92 | 0.98 | 0.52 | 0.56 | 12 | 0.94 | 1.02 | 0.41 | 0.57 | 0.92 | 0.98 | 0.52 | 0.56
13 | 27.98 | 31.25 | 99.13 | 100.6 | 28.38 | 54.04 | 34.7 | 62.19 | 0.89536 | 0.98539 | 0.52517 | 0.55797 | 13 | 0.92 | 1.01 | 0.44 | 0.57 | 0.9 | 0.99 | 0.53 | 0.56 | 13 | 0.92 | 1.01 | 0.44 | 0.57 | 0.9 | 0.99 | 0.53 | 0.56
14 | 31.08 | 36.4 | 83.41 | 84.72 | 29.04 | 52.81 | 33.7 | 59.6 | 0.85385 | 0.98454 | 0.5499 | 0.56544 | 14 | 0.87 | 1.01 | 0.47 | 0.58 | 0.85 | 0.98 | 0.55 | 0.57 | 14 | 0.87 | 1.01 | 0.47 | 0.58 | 0.85 | 0.98 | 0.55 | 0.57
15 | 2.89 | 3.01 | 179.41 | 181.35 | 24.65 | 39.57 | 33.8 | 59.94 | 0.96013 | 0.9893 | 0.62295 | 0.5639 | 15 | 0.99 | 1.01 | 0.53 | 0.58 | 0.96 | 0.99 | 0.62 | 0.56 | 15 | 0.99 | 1.01 | 0.53 | 0.58 | 0.96 | 0.99 | 0.62 | 0.56
16 | 41.32 | 61.87 | 14.9 | 15.67 | 32.65 | 69.73 | 34.76 | 62.34 | 0.66785 | 0.95086 | 0.46823 | 0.55759 | 16 | 0.7 | 1.05 | 0.39 | 0.57 | 0.67 | 0.95 | 0.47 | 0.56 | 16 | 0.7 | 1.05 | 0.39 | 0.57 | 0.67 | 0.95 | 0.47 | 0.56
[13 empty] | Ave | 0.94312 | 1.0244 | 0.43188 | 0.57375 | 0.93812 | 0.95125 | 0.52687 | 0.56188 | Ave | 0.94312 | 1.0244 | 0.43188 | 0.57375 | 0.93812 | 0.95125 | 0.52687 | 0.56188
[14 empty] | Difference | [8 empty] | Percent Difference
[14 empty] | (Last - Current) | [8 empty] | (Last - Current)/Last
[14 empty] | SF |  |  |  | MF |  |  |  |  | SF |  |  |  | MF
[14 empty] | Heating | Cooling* | DHW | Appliance | Heating | Cooling* | DHW | Appliance |  | Heating | Cooling* | DHW | Appliance | Heating | Cooling* | DHW | Appliance
[13 empty] | 1 | 0 | 0 | 0 | 0 | 0 | 0 | 0 | 0 | 1 | 0% | 0% | 0% | 0% | 0% | 0% | 0% | 0%
[13 empty] | 2 | 0 | 0 | 0 | 0 | 0 | 0 | 0 | 0 | 2 | 0% | 0% | 0% | 0% | 0% | 0% | 0% | 0%
[13 empty] | 3 | 0 | 0 | 0 | 0 | 0 | 0 | 0 | 0 | 3 | 0% | 0% | 0% | 0% | 0% | 0% | 0% | 0%
[13 empty] | 4 | 0 | 0 | 0 | 0 | 0 | 0 | 0 | 0 | 4 | 0% | 0% | 0% | 0% | 0% | 0% | 0% | 0%
[13 empty] | 5 | 0 | 0 | 0 | 0 | 0 | 0 | 0 | 0 | 5 | 0% | 0% | 0% | 0% | 0% | 0% | 0% | 0%
[13 empty] | 6 | 0 | 0 | 0 | 0 | 0 | 0 | 0 | 0 | 6 | 0% | 0% | 0% | 0% | 0% | 0% | 0% | 0%
[13 empty] | 7 | 0 | 0 | 0 | 0 | 0 | 0 | 0 | 0 | 7 | 0% | 0% | 0% | 0% | 0% | 0% | 0% | 0%
[13 empty] | 8 | 0 | 0 | 0 | 0 | 0 | 0 | 0 | 0 | 8 | 0% | 0% | 0% | 0% | 0% | 0% | 0% | 0%
[13 empty] | 9 | 0 | 0 | 0 | 0 | 0 | 0 | 0 | 0 | 9 | 0% | 0% | 0% | 0% | 0% | 0% | 0% | 0%
[13 empty] | 10 | 0 | 0 | 0 | 0 | 0 | 0 | 0 | 0 | 10 | 0% | 0% | 0% | 0% | 0% | 0% | 0% | 0%
[13 empty] | 11 | 0 | 0 | 0 | 0 | 0 | 0 | 0 | 0 | 11 | 0% | 0% | 0% | 0% | 0% | 0% | 0% | 0%
[13 empty] | 12 | 0 | 0 | 0 | 0 | 0 | 0 | 0 | 0 | 12 | 0% | 0% | 0% | 0% | 0% | 0% | 0% | 0%
[13 empty] | 13 | 0 | 0 | 0 | 0 | 0 | 0 | 0 | 0 | 13 | 0% | 0% | 0% | 0% | 0% | 0% | 0% | 0%
[13 empty] | 14 | 0 | 0 | 0 | 0 | 0 | 0 | 0 | 0 | 14 | 0% | 0% | 0% | 0% | 0% | 0% | 0% | 0%
[13 empty] | 15 | 0 | 0 | 0 | 0 | 0 | 0 | 0 | 0 | 15 | 0% | 0% | 0% | 0% | 0% | 0% | 0% | 0%
[13 empty] | 16 | 0 | 0 | 0 | 0 | 0 | 0 | 0 | 0 | 16 | 0% | 0% | 0% | 0% | 0% | 0% | 0% | 0%
[13 empty] | Ave | 0 | 0 | 0 | 0 | 0 | 0 | 0 | 0 | Ave | 0% | 0% | 0% | 0% | 0% | 0% | 0% | 0%
Cooling* values are not used as cooling is all electric
Values for cutting and pasting into ACM
[14 empty] | Heating | DHW | Appliance | Heating | DHW | Appliance
[14 empty] | 0.85 | 0.37 | 0.57 | 0.84 | 0.47 | 0.56
[14 empty] | 0.91 | 0.4 | 0.57 | 0.89 | 0.49 | 0.56
[14 empty] | 1 | 0.4 | 0.57 | 1.01 | 0.48 | 0.56
[14 empty] | 0.92 | 0.44 | 0.57 | 0.9 | 0.51 | 0.56
[14 empty] | 0.91 | 0.39 | 0.57 | 0.91 | 0.48 | 0.56
[14 empty] | 1.02 | 0.44 | 0.58 | 1 | 0.54 | 0.56
[14 empty] | 1.09 | 0.43 | 0.57 | 1.23 | 0.52 | 0.56
[14 empty] | 1.07 | 0.46 | 0.58 | 1.07 | 0.57 | 0.57
[14 empty] | 1.03 | 0.47 | 0.58 | 1.02 | 0.57 | 0.57
[14 empty] | 0.98 | 0.46 | 0.58 | 0.96 | 0.56 | 0.56
[14 empty] | 0.89 | 0.41 | 0.57 | 0.88 | 0.55 | 0.56
[14 empty] | 0.94 | 0.41 | 0.57 | 0.92 | 0.52 | 0.56
[14 empty] | 0.92 | 0.44 | 0.57 | 0.9 | 0.53 | 0.56
[14 empty] | 0.87 | 0.47 | 0.58 | 0.85 | 0.55 | 0.57
[14 empty] | 0.99 | 0.53 | 0.58 | 0.96 | 0.62 | 0.56
[14 empty] | 0.7 | 0.39 | 0.57 | 0.67 | 0.47 | 0.56

## DataLast
2019-04-04 10:38 | 1278 | RIBD\ED9\ED9 | 96 | 0 | Conditioned | [6 empty] | Proposed Model Site Electric Use | [13 empty] | Proposed Model Site Fuel Use | [5 empty] | Proposed Model TDV | [13 empty] | Proposed Model Electric Demand | [13 empty] | Standard Model Site Electric Use | [10 empty] | Standard Model Site Fuel Use |  |  |  |  | Standard Model TDV | [10 empty] | Standard Model Electric Demand | [10 empty] | Software Versions |  |  |  | Savings Results |  |  |  | Proposed Design Rating Model Site Electric Use | [12 empty] | Proposed Design Rating Model Site Fuel Use |  |  |  |  | Proposed Design Rating Model TDV | [12 empty] | Proposed Design Rating Model Electric Demand | [12 empty] | Reference Design Rating Model Site Electric Use | [8 empty] | Reference Design Rating Model Site Fuel Use |  |  |  | Reference Design Rating Model TDV (fuel multiplier adjusted) | [8 empty] | Reference Design Rating Model TDV (before fuel multiplier adjustment) | [8 empty] | Reference Design Rating Model Electric Demand | [8 empty] | Energy Design Ratings | [5 empty] | Compliance Total TDV Results By Fuel (kTDV/ft2-yr) | [7 empty] | Proposed PV Scaling |  |  | Target EDR |  | Standard Design PV |  | Proposed Design CO2 Emissions |  |  | Standard Design CO2 Emissions |  |  | Self Utilization Credit |  | Proposed Model Site Electric CO2 Emissions | [12 empty] | Proposed Model Site Fuel CO2 Emissions |  |  |  |  | Standard Model Site Electric CO2 Emissions | [9 empty] | Standard Model Site Fuel CO2 Emissions |  |  |  | Reference Design Rating Model Site Electric CO2 Emissions | [8 empty] | Reference Design Rating Model Site Fuel CO2 Emissions |  |  |  | CAHP / CMFNH Results | [16 empty] | Standard Design PV Results |  |  | Reference Design Rating Model TDV (before fuel multiplier adjustment)
| Project |  | Climate | Dwelling | Area |  | Pass / | Compliance | EDR Efficiency | EDR Total | EDR | Spc Heat | Spc Cool | IAQ Vent | Wtr Heat | Self Util. Credit | PV | Battery | Flexibility | Ins Light | Appl & Cook | Plug Lds | Exterior | TOTAL | Comp Total | Spc Heat | Wtr Heat | Flexibility | Appl & Cook | TOTAL | Comp Total | Spc Heat | Spc Cool | IAQ Vent | Wtr Heat | Self Util. Credit | PV | Battery | Flexibility | Ins Light | Appl & Cook | Plug Lds | Exterior | TOTAL | Comp Total | Spc Heat | Spc Cool | IAQ Vent | Wtr Heat | Self Util. Credit | PV | Battery | Flexibility | Ins Light | Appl & Cook | Plug Lds | Exterior | TOTAL | Comp Total | Spc Heat | Spc Cool | IAQ Vent | Wtr Heat | PV | Ins Light | Appl & Cook | Plug Lds | Exterior | TOTAL | Comp Total | Spc Heat | Wtr Heat | Appl & Cook | TOTAL | Comp Total | Spc Heat | Spc Cool | IAQ Vent | Wtr Heat | PV | Ins Light | Appl & Cook | Plug Lds | Exterior | TOTAL | Comp Total | Spc Heat | Spc Cool | IAQ Vent | Wtr Heat | PV | Ins Light | Appl & Cook | Plug Lds | Exterior | TOTAL | Comp Total | Compliance |  | End User | Fuel | Total Demand | Compliance Demand | Total TDV | Compliance TDV | Spc Heat | Spc Cool | IAQ Vent | Wtr Heat | Self Util. Credit | PV | Battery | Flexibility | Ins Light | Appl & Cook | Plug Lds | Exterior | TOTAL | Spc Heat | Wtr Heat | Flexibility | Appl & Cook | TOTAL | Spc Heat | Spc Cool | IAQ Vent | Wtr Heat | Self Util. Credit | PV | Battery | Flexibility | Ins Light | Appl & Cook | Plug Lds | Exterior | TOTAL | Spc Heat | Spc Cool | IAQ Vent | Wtr Heat | Self Util. Credit | PV | Battery | Flexibility | Ins Light | Appl & Cook | Plug Lds | Exterior | TOTAL | Spc Heat | Spc Cool | IAQ Vent | Wtr Heat | Ins Light | Appl & Cook | Plug Lds | Exterior | TOTAL | Spc Heat | Wtr Heat | Appl & Cook | TOTAL | Spc Heat | Spc Cool | IAQ Vent | Wtr Heat | Ins Light | Appl & Cook | Plug Lds | Exterior | TOTAL | Spc Heat | Spc Cool | IAQ Vent | Wtr Heat | Ins Light | Appl & Cook | Plug Lds | Exterior | TOTAL | Spc Heat | Spc Cool | IAQ Vent | Wtr Heat | Ins Light | Appl & Cook | Plug Lds | Exterior | TOTAL | Proposed | Proposed | Proposed | Standard | Standard | Standard | Proposed Model |  | Standard Model |  | Proposed Design Rating Model |  | Reference Design Rating Model |  | Max PV | PV Scale | Scaled PV |  | Target | Prop Mixed Fuel | Std Design | Self Consumed Solar | Grid Exported Solar | CO2 Generated | Self Consumed Solar | Grid Exported Solar | CO2 Generated | TDV Cap | Battery | Spc Heat | Spc Cool | IAQ Vent | Wtr Heat | Self Util. Credit | PV | Battery | Flexibility | Ins Light | Appl & Cook | Plug Lds | Exterior | TOTAL | Spc Heat | Wtr Heat | Flexibility | Appl & Cook | TOTAL | Spc Heat | Spc Cool | IAQ Vent | Wtr Heat | PV | Ins Light | Appl & Cook | Plug Lds | Exterior | TOTAL | Spc Heat | Wtr Heat | Appl & Cook | TOTAL | Spc Heat | Spc Cool | IAQ Vent | Wtr Heat | Ins Light | Appl & Cook | Plug Lds | Exterior | TOTAL | Spc Heat | Wtr Heat | Appl & Cook | TOTAL | EDR Bonus Points | CAHP Delta EDR | Cash Bonus Total | 2019 Zone Ready Kicker | 2019 Zone Kicker | High Performance Fenestration Kicker | High Performance Attic Kicker | High Performance Wall Kicker | Whole House Fans Kicker | Balanced IAQ Kicker | DOE Zero Energy Kicker | Drain Water Heat Recovery Kicker | Design Charrette Kicker | ENERGYStar Laundry Recycling Kicker | CAHP Base Incentive | CAHP Total Incentive | Battery | Elec Use | TDV | Demand | Spc Heat | Spc Cool | IAQ Vent | Other HVAC | Wtr Heat | Ins Light | Appl & Cook | Plug Lds | Exterior | TOTAL
Run Date/Time | Path/File | Run Title | Zone | Units | (ft2) | Analysis Type | Fail | Margin | Margin | Margin | Total | (kWh) | (kWh) | (kWh) | (kWh) | (kWh) | (kWh) | (kWh) | (kWh) | (kWh) | (kWh) | (kWh) | (kWh) | (kWh) | (kWh) | (Therms) | (Therms) | (Therms) | (Therms) | (Therms) | (Therms) | (kTDV/ft2-yr) | (kTDV/ft2-yr) | (kTDV/ft2-yr) | (kTDV/ft2-yr) | (kTDV/ft2-yr) | (kTDV/ft2-yr) | (kTDV/ft2-yr) | (kTDV/ft2-yr) | (kTDV/ft2-yr) | (kTDV/ft2-yr) | (kTDV/ft2-yr) | (kTDV/ft2-yr) | (kTDV/ft2-yr) | (kTDV/ft2-yr) | (kW) | (kW) | (kW) | (kW) | (kW) | (kW) | (kW) | (kW) | (kW) | (kW) | (kW) | (kW) | (kW) | (kW) | (kWh) | (kWh) | (kWh) | (kWh) | (kWh) | (kWh) | (kWh) | (kWh) | (kWh) | (kWh) | (kWh) | (Therms) | (Therms) | (Therms) | (Therms) | (Therms) | (kTDV/ft2-yr) | (kTDV/ft2-yr) | (kTDV/ft2-yr) | (kTDV/ft2-yr) | (kTDV/ft2-yr) | (kTDV/ft2-yr) | (kTDV/ft2-yr) | (kTDV/ft2-yr) | (kTDV/ft2-yr) | (kTDV/ft2-yr) | (kTDV/ft2-yr) | (kW) | (kW) | (kW) | (kW) | (kW) | (kW) | (kW) | (kW) | (kW) | (kW) | (kW) | Ruleset | CSE | Application | Type | (kW) | (kW) | (%) | (%) | (kWh) | (kWh) | (kWh) | (kWh) | (kWh) | (kWh) | (kWh) | (kWh) | (kWh) | (kWh) | (kWh) | (kWh) | (kWh) | (Therms) | (Therms) | (kWh) | (Therms) | (Therms) | (kTDV/ft2-yr) | (kTDV/ft2-yr) | (kTDV/ft2-yr) | (kTDV/ft2-yr) | (kTDV/ft2-yr) | (kTDV/ft2-yr) | (kTDV/ft2-yr) | (kTDV/ft2-yr) | (kTDV/ft2-yr) | (kTDV/ft2-yr) | (kTDV/ft2-yr) | (kTDV/ft2-yr) | (kTDV/ft2-yr) | (kW) | (kW) | (kW) | (kW) | (kW) | (kW) | (kW) | (kW) | (kW) | (kW) | (kW) | (kW) | (kW) | (kWh) | (kWh) | (kWh) | (kWh) | (kWh) | (kWh) | (kWh) | (kWh) | (kWh) | (Therms) | (Therms) | (Therms) | (Therms) | (kTDV/ft2-yr) | (kTDV/ft2-yr) | (kTDV/ft2-yr) | (kTDV/ft2-yr) | (kTDV/ft2-yr) | (kTDV/ft2-yr) | (kTDV/ft2-yr) | (kTDV/ft2-yr) | (kTDV/ft2-yr) | (kTDV/ft2-yr) | (kTDV/ft2-yr) | (kTDV/ft2-yr) | (kTDV/ft2-yr) | (kTDV/ft2-yr) | (kTDV/ft2-yr) | (kTDV/ft2-yr) | (kTDV/ft2-yr) | (kTDV/ft2-yr) | (kW) | (kW) | (kW) | (kW) | (kW) | (kW) | (kW) | (kW) | (kW) | Efficiency | PV+Batt+Flex Only | Total | Efficiency | PV+Batt+Flex Only | Total | Electric | Gas | Electric | Gas | Electric | Gas | Electric | Gas | Ratio | Factor | Total kW | EDR | Status | Total kWh | PV kW | (metric ton/yr) | (metric ton/yr) | (metric ton/yr) | (metric ton/yr) | (metric ton/yr) | (metric ton/yr) | (kTDV/ft2-yr) | Ratio | (kg) | (kg) | (kg) | (kg) | (kg) | (kg) | (kg) | (kg) | (kg) | (kg) | (kg) | (kg) | (kg) | (kg) | (kg) | (kg) | (kg) | (kg) | (kg) | (kg) | (kg) | (kg) | (kg) | (kg) | (kg) | (kg) | (kg) | (kg) | (kg) | (kg) | (kg) | (kg) | (kg) | (kg) | (kg) | (kg) | (kg) | (kg) | (kg) | (kg) | (kg) | (kg) | (kg) | (kg) | (kg) | (int) | (int) | ($) | ($) | ($) | ($) | ($) | ($) | ($) | ($) | ($) | ($) | ($) | ($) | ($) | ($) | Ratio | (kWh) | (kTDV/ft2-yr) | (kW) | (kTDV/ft2-yr) | (kTDV/ft2-yr) | (kTDV/ft2-yr) | (kTDV/ft2-yr) | (kTDV/ft2-yr) | (kTDV/ft2-yr) | (kTDV/ft2-yr) | (kTDV/ft2-yr) | (kTDV/ft2-yr) | (kTDV/ft2-yr)
2019-04-04 10:40 | RIBD\ED9\ED9_CZ01_2100_ELEC.RIBD19 | v30 01 S21 G20 M02 | 1 | 1 | 2100 | Proposed and Standard | FAIL | -12.25 | -5.8 | -27.2 | 77.5 | 3975.52 | 0 | 195.132 | 3152.37 | 0 | 0 | 0 | 0 | 505.557 | 1928.52 | 2025.88 | 119.621 | 11902.6 | 7323.02 | 0 | 0 | 0 | 0 | 0 | 0 | 52.11 | 0 | 2.6 | 44.61 | 0 | 0 | 0 | 0 | 7.96 | 26.17 | 28.26 | 1.74 | 163.45 | 99.32 | 1.8892e-05 | 0 | 0.022282 | 0.61344 | 0 | 0 | 0 | 0 | 0.13421 | 0.27276 | 0.30364 | 0.020387 | 1.3667 | 0.63574 | 4949.16 | 0 | 195.132 | 1500.5 | -4080.96 | 505.557 | 1923.57 | 2025.88 | 119.621 | 7138.46 | 6644.79 | 0 | 0 | 0 | 0 | 0 | 64.64 | 0 | 2.6 | 19.83 | -45.21 | 7.96 | 26.1 | 28.26 | 1.74 | 105.92 | 87.07 | 1.8894e-05 | 0 | 0.022282 | 0.16101 | 0 | 0.13421 | 0.27219 | 0.30364 | 0.020387 | 0.91374 | 0.18331 | BEMCmpMgr 2019.0.11 Alpha (1276) | CSE19 0.860.0 EXE | MPCBECC | Propane | -0.453 | -0.45243 | -54.3 | -14.1 | 3975.52 | 0 | 195.132 | 3152.37 | 0 | 0 | 0 | 0 | 505.557 | 1928.52 | 2025.88 | 119.621 | 11902.6 | 0 | 0 | 0 | 0 | 0 | 52.11 | 0 | 2.6 | 44.61 | 0 | 0 | 0 | 0 | 7.96 | 26.17 | 28.26 | 1.74 | 163.45 | 1.8892e-05 | 0 | 0.022282 | 0.61344 | 0 | 0 | 0 | 0 | 0.13421 | 0.27276 | 0.30364 | 0.020387 | 1.3667 | 4317.29 | 0 | 195.132 | 3293.24 | 2135 | 2349 | 2531 | 297.5 | 15118.2 | 0 | 0 | 0 | 0 | 56.23 | 0 | 2.6 | 46.4 | 33.22 | 32.37 | 35.36 | 4.59 | 210.77 | 56.23 | 0 | 2.6 | 46.4 | 33.22 | 32.37 | 35.36 | 4.59 | 210.77 | 1.8892e-05 | 0 | 0.022282 | 0.63497 | 0.62343 | 0.35042 | 0.41447 | 0.06293 | 2.1085 | 77.5 | 0 | 77.5 | 71.7 | 21.4 | 50.3 | 99.32 | 0 | 87.07 | 0 | 99.32 | 0 | 105.23 | 0 | [5 empty] | 4082.16 | 3.0495 | 0 | 0 | 2.39 | 0.34 | 0.29 | 1.65 |  |  | 835.381 | 0 | 38.9345 | 606.121 | 0 | 0 | 0 | 0 | 109.703 | 362.742 | 413.965 | 26.1987 | 2393.05 | 0 | 0 | 0 | 0 | 0 | 1043.45 | 0 | 38.9345 | 285.565 | -627.21 | 109.703 | 361.784 | 413.965 | 26.1987 | 1652.39 | 0 | 0 | 0 | 0 | 900.765 | 0 | 38.9345 | 633.601 | 463.08 | 480.24 | 522.633 | 71.4714 | 3110.72 | 0 | 0 | 0 | 0 | [17 empty] | -4081.03 | -45.15 | 0 | 56.23 | 0 | 2.6 | 0 | 47.23 | 33.22 | 32.37 | 35.36 | 4.59 | 211.6
2019-04-04 10:40 | RIBD\ED9\ED9_CZ01_2100_NGAS.RIBD19 | v30 01 S21 G20 M01 | 1 | 1 | 2100 | Proposed and Standard | FAIL | 1.88 | 0.9 | -20.8 | 55.4 | 272.476 | 0 | 195.132 | 0 | 0 | 0 | 0 | 0 | 505.557 | 874.235 | 2025.88 | 119.621 | 3992.9 | 467.608 | 402.117 | 134.408 | 0 | 42.7925 | 579.317 | 536.525 | 43.71 | 0 | 2.6 | 12.67 | 0 | 0 | 0 | 0 | 7.96 | 15.88 | 28.26 | 1.74 | 112.82 | 58.98 | 3.5879e-10 | 0 | 0.022282 | 0 | 0 | 0 | 0 | 0 | 0.13421 | 0.12517 | 0.30364 | 0.020387 | 0.6057 | 0.022282 | 277.788 | 0 | 195.132 | 85.2323 | -4083.34 | 505.557 | 874.126 | 2025.88 | 119.621 | -0.00056917 | 558.152 | 409.955 | 133.026 | 42.7925 | 585.774 | 542.981 | 44.54 | 0 | 2.6 | 13.72 | -44.14 | 7.96 | 15.88 | 28.26 | 1.74 | 70.56 | 60.86 | 4.6793e-10 | 0 | 0.022282 | 0.014324 | 0 | 0.13421 | 0.12515 | 0.30364 | 0.020387 | 0.62 | 0.036606 | BEMCmpMgr 2019.0.11 Alpha (1276) | CSE19 0.860.0 EXE | MPCBECC | Natural Gas | 0.014304 | 0.014324 | -59.9 | 3.1 | 272.476 | 0 | 195.132 | 0 | 0 | 0 | 0 | 0 | 505.557 | 874.235 | 2025.88 | 119.621 | 3992.9 | 402.117 | 134.408 | 0 | 42.7925 | 579.317 | 43.71 | 0 | 2.6 | 12.67 | 0 | 0 | 0 | 0 | 7.96 | 15.88 | 28.26 | 1.74 | 112.82 | 3.5879e-10 | 0 | 0.022282 | 0 | 0 | 0 | 0 | 0 | 0.13421 | 0.12517 | 0.30364 | 0.020387 | 0.6057 | 496.407 | 0 | 195.132 | 0 | 2135 | 930.001 | 2637.81 | 297.5 | 6691.85 | 413.145 | 188.43 | 65.4 | 666.975 | 55.1541 | 0 | 2.6 | 48.027 | 33.22 | 23.3395 | 36.86 | 4.59 | 203.791 | 47.85 | 0 | 2.6 | 17.77 | 33.22 | 18.7 | 36.86 | 4.59 | 161.59 | 1.6543e-13 | 0 | 0.022282 | 0 | 0.62343 | 0.11804 | 0.43196 | 0.06293 | 1.2587 | 55.4 | 0 | 55.4 | 56.3 | 21.7 | 34.6 | 6.25 | 52.73 | 7.5 | 53.36 | 6.25 | 52.73 | 9.06 | 96.7211 | [5 empty] | 4084.53 | 3.0513 | 0 | 0 | 3.89 | 0.24 | 0.39 | 3.31 |  |  | 54.8604 | 0 | 38.9345 | 0 | 0 | 0 | 0 | 0 | 109.703 | 171.354 | 413.965 | 26.1987 | 815.016 | 2134.05 | 713.308 | 0 | 227.101 | 3074.46 | 55.9163 | 0 | 38.9345 | 16.6745 | -627.575 | 109.703 | 171.331 | 413.965 | 26.1987 | 205.148 | 2175.65 | 705.972 | 227.101 | 3108.72 | 102.59 | 0 | 38.9345 | 0 | 463.08 | 187.226 | 544.689 | 71.4714 | 1407.99 | 2192.58 | 1000 | 347.08 | 3539.66 | [17 empty] | -4082.8 | -44.11 | 0 | 47.85 | 0 | 2.6 | 0 | 17.63 | 33.22 | 18.7 | 36.86 | 4.59 | 161.45
2019-04-04 10:40 | RIBD\ED9\ED9_CZ01_2700_ELEC.RIBD19 | v30 01 S27 G20 M02 | 1 | 1 | 2700 | Proposed and Standard | FAIL | -13.17 | -6.9 | -28.2 | 72.7 | 3773.34 | 0 | 239.376 | 3541.58 | 0 | 0 | 0 | 0 | 615.745 | 2175.46 | 2371.31 | 151.515 | 12868.3 | 7554.3 | 0 | 0 | 0 | 0 | 0 | 0 | 38.2 | 0 | 2.48 | 39.09 | 0 | 0 | 0 | 0 | 7.54 | 23.83 | 25.72 | 1.71 | 138.57 | 79.77 | 1.8892e-05 | 0 | 0.027334 | 0.62101 | 0 | 0 | 0 | 0 | 0.16346 | 0.4585 | 0.35412 | 0.025823 | 1.6503 | 0.64836 | 4626.46 | 0 | 239.376 | 1659.94 | -4708.05 | 615.745 | 2167.19 | 2371.31 | 151.515 | 7123.49 | 6525.78 | 0 | 0 | 0 | 0 | 0 | 46.75 | 0 | 2.48 | 17.37 | -40.56 | 7.54 | 23.75 | 25.72 | 1.71 | 84.76 | 66.6 | 1.8892e-05 | 0 | 0.027334 | 0.17046 | 0 | 0.16346 | 0.45745 | 0.35412 | 0.025823 | 1.1987 | 0.19781 | BEMCmpMgr 2019.0.11 Alpha (1276) | CSE19 0.860.0 EXE | MPCBECC | Propane | -0.4516 | -0.45055 | -63.5 | -19.8 | 3773.34 | 0 | 239.376 | 3541.58 | 0 | 0 | 0 | 0 | 615.745 | 2175.46 | 2371.31 | 151.515 | 12868.3 | 0 | 0 | 0 | 0 | 0 | 38.2 | 0 | 2.48 | 39.09 | 0 | 0 | 0 | 0 | 7.54 | 23.83 | 25.72 | 1.71 | 138.57 | 1.8892e-05 | 0 | 0.027334 | 0.62101 | 0 | 0 | 0 | 0 | 0.16346 | 0.4585 | 0.35412 | 0.025823 | 1.6503 | 4930.74 | 0 | 239.376 | 3682.11 | 2615 | 2596 | 3146.01 | 327.5 | 17536.7 | 0 | 0 | 0 | 0 | 49.74 | 0 | 2.48 | 40.64 | 31.65 | 27.85 | 34.19 | 3.93 | 190.48 | 49.74 | 0 | 2.48 | 40.64 | 31.65 | 27.85 | 34.19 | 3.93 | 190.48 | 1.8892e-05 | 0 | 0.027334 | 0.65669 | 0.76359 | 0.38997 | 0.51519 | 0.069276 | 2.4221 | 72.7 | 0 | 72.7 | 65.8 | 21.3 | 44.5 | 79.77 | 0 | 66.6 | 0 | 79.77 | 0 | 92.86 | 0 | [5 empty] | 4709.43 | 3.5181 | 0 | 0 | 2.6 | 0.39 | 0.34 | 1.69 |  |  | 798.153 | 0 | 47.7625 | 687.648 | 0 | 0 | 0 | 0 | 133.613 | 418.801 | 484.438 | 33.1839 | 2603.6 | 0 | 0 | 0 | 0 | 0 | 980.586 | 0 | 47.7625 | 320.996 | -723.589 | 133.613 | 417.18 | 484.438 | 33.1839 | 1694.17 | 0 | 0 | 0 | 0 | 1036.8 | 0 | 47.7625 | 714.739 | 567.192 | 531.119 | 649.628 | 78.6786 | 3625.92 | 0 | 0 | 0 | 0 | [17 empty] | -4716.24 | -40.56 | 0 | 49.74 | 0 | 2.48 | 0 | 39.52 | 31.65 | 27.85 | 34.19 | 3.93 | 189.36
2019-04-04 10:40 | RIBD\ED9\ED9_CZ01_2700_NGAS.RIBD19 | v30 01 S27 G20 M01 | 1 | 1 | 2700 | Proposed and Standard | FAIL | 1.97 | 1.1 | -20.7 | 51.6 | 249.104 | 0 | 239.376 | 0 | 0 | 0 | 0 | 0 | 615.745 | 985.392 | 2371.31 | 151.515 | 4612.44 | 488.48 | 367.624 | 152.047 | 0 | 48.2342 | 567.906 | 519.671 | 31.33 | 0 | 2.48 | 11.12 | 0 | 0 | 0 | 0 | 7.54 | 14.09 | 25.72 | 1.71 | 93.99 | 44.93 | 2.7184e-15 | 0 | 0.027334 | 0 | 0 | 0 | 0 | 0 | 0.16346 | 0.15982 | 0.35412 | 0.025823 | 0.73056 | 0.027334 | 259.678 | 0 | 239.376 | 87.7632 | -4710.33 | 615.745 | 984.945 | 2371.31 | 151.515 | 0.00063925 | 586.818 | 383.229 | 148.29 | 48.2342 | 579.753 | 531.519 | 32.64 | 0 | 2.48 | 11.78 | -39.6 | 7.54 | 14.09 | 25.72 | 1.71 | 56.36 | 46.9 | 4.006e-15 | 0 | 0.027334 | 0.013007 | 0 | 0.16346 | 0.15972 | 0.35412 | 0.025823 | 0.74346 | 0.040341 | BEMCmpMgr 2019.0.11 Alpha (1276) | CSE19 0.860.0 EXE | MPCBECC | Natural Gas | 0.012903 | 0.013007 | -66.8 | 4.2 | 249.104 | 0 | 239.376 | 0 | 0 | 0 | 0 | 0 | 615.745 | 985.392 | 2371.31 | 151.515 | 4612.44 | 367.624 | 152.047 | 0 | 48.2342 | 567.906 | 31.33 | 0 | 2.48 | 11.12 | 0 | 0 | 0 | 0 | 7.54 | 14.09 | 25.72 | 1.71 | 93.99 | 2.7184e-15 | 0 | 0.027334 | 0 | 0 | 0 | 0 | 0 | 0.16346 | 0.15982 | 0.35412 | 0.025823 | 0.73056 | 557.079 | 0 | 239.376 | 0 | 2615 | 989.001 | 3267.2 | 327.5 | 7995.15 | 463.641 | 204.442 | 73.4 | 741.483 | 48.3259 | 0 | 2.48 | 40.4054 | 31.65 | 19.8111 | 35.51 | 3.93 | 182.112 | 41.92 | 0 | 2.48 | 14.95 | 31.65 | 15.76 | 35.51 | 3.93 | 146.2 | 4.5102e-15 | 0 | 0.027334 | 0 | 0.76359 | 0.12681 | 0.53503 | 0.069276 | 1.522 | 51.6 | 0 | 51.6 | 52.7 | 21.8 | 30.9 | 5.07 | 39.86 | 6.13 | 40.77 | 5.07 | 39.86 | 8.1 | 83.1113 | [5 empty] | 4711.71 | 3.5198 | 0 | 0 | 3.96 | 0.28 | 0.45 | 3.32 |  |  | 50.6009 | 0 | 47.7625 | 0 | 0 | 0 | 0 | 0 | 133.613 | 195.188 | 484.438 | 33.1839 | 944.787 | 1950.99 | 806.92 | 0 | 255.98 | 3013.89 | 52.7111 | 0 | 47.7625 | 17.1899 | -723.939 | 133.613 | 195.091 | 484.438 | 33.1839 | 240.052 | 2033.81 | 786.978 | 255.98 | 3076.77 | 116.201 | 0 | 47.7625 | 0 | 567.192 | 199.284 | 674.652 | 78.6786 | 1683.77 | 2460.56 | 1084.98 | 389.536 | 3935.07 | [17 empty] | -4718 | -39.65 | 0 | 41.92 | 0 | 2.48 | 0 | 14.84 | 31.65 | 15.76 | 35.51 | 3.93 | 146.09
2019-04-04 10:40 | RIBD\ED9\ED9_CZ01_6960_ELEC.RIBD19 | v30 01 S69 G15 M02 | 1 | 8 | 6960 | Proposed and Standard | FAIL | -28.73 | -11.9 | -41.7 | 83.6 | 6001.26 | 0 | 785.772 | 16416.6 | 0 | 0 | 0 | 0 | 2033.7 | 11773.5 | 12062 | 433.914 | 49506.8 | 23203.7 | 0 | 0 | 0 | 0 | 0 | 0 | 23.26 | 0 | 3.16 | 66.55 | 0 | 0 | 0 | 0 | 9.66 | 47.07 | 50.84 | 1.9 | 202.44 | 92.97 | 0.00015114 | 0 | 0.089726 | 1.8953 | 0 | 0 | 0 | 0 | 0.53989 | 1.3939 | 1.8235 | 0.073953 | 5.8164 | 1.9852 | 6140.16 | 0 | 785.772 | 9317.24 | -21319.7 | 2033.7 | 11767.1 | 12062 | 433.914 | 21220.2 | 16243.2 | 0 | 0 | 0 | 0 | 0 | 23.86 | 0 | 3.16 | 37.22 | -72.13 | 9.66 | 47.04 | 50.84 | 1.9 | 101.55 | 64.24 | 0.00015114 | 0 | 0.089726 | 0.62917 | 0 | 0.53989 | 1.3918 | 1.8235 | 0.073953 | 4.5482 | 0.71905 | BEMCmpMgr 2019.0.11 Alpha (1276) | CSE19 0.860.0 EXE | MPCBECC | Propane | -1.2683 | -1.2661 | -99.4 | -44.7 | 6001.26 | 0 | 785.772 | 16416.6 | 0 | 0 | 0 | 0 | 2033.7 | 11773.5 | 12062 | 433.914 | 49506.8 | 0 | 0 | 0 | 0 | 0 | 23.26 | 0 | 3.16 | 66.55 | 0 | 0 | 0 | 0 | 9.66 | 47.07 | 50.84 | 1.9 | 202.44 | 0.00015114 | 0 | 0.089726 | 1.8953 | 0 | 0 | 0 | 0 | 0.53989 | 1.3939 | 1.8235 | 0.073953 | 5.8164 | 8171.09 | 0.86425 | 785.772 | 17278.2 | 5894.96 | 15077.5 | 10697.7 | 540.499 | 58446.7 | 0 | 0 | 0 | 0 | 31.52 | 0 | 3.16 | 69.58 | 27.68 | 62.52 | 45.1 | 2.52 | 242.08 | 31.52 | 0 | 3.16 | 69.58 | 27.68 | 62.52 | 45.1 | 2.52 | 242.08 | 0.00015114 | 0 | 0.089726 | 1.9197 | 1.7213 | 2.2058 | 1.7518 | 0.11433 | 7.8029 | 83.6 | 0 | 83.6 | 71.7 | 29.8 | 41.9 | 92.97 | 0 | 64.24 | 0 | 92.97 | 0 | 104.26 | 0 | [5 empty] | 21326 | 15.9311 | 0 | 0 | 9.71 | 2.03 | 1.25 | 5.16 |  |  | 1262.21 | 0 | 156.784 | 3100.93 | 0 | 0 | 0 | 0 | 441.303 | 2189.64 | 2466.05 | 95.0332 | 9711.96 | 0 | 0 | 0 | 0 | 0 | 1289.17 | 0 | 156.784 | 1795.52 | -3276.67 | 441.303 | 2188.26 | 2466.05 | 95.0332 | 5155.46 | 0 | 0 | 0 | 0 | 1717.8 | 0.24253 | 156.784 | 3282.17 | 1278.61 | 3076.41 | 2209.01 | 129.849 | 11850.9 | 0 | 0 | 0 | 0 | [17 empty] | -21337.1 | -71.72 | 0 | 31.5 | 0 | 3.16 | 0 | 71.08 | 27.68 | 62.52 | 45.1 | 2.52 | 243.56
2019-04-04 10:40 | RIBD\ED9\ED9_CZ01_6960_NGAS.RIBD19 | v30 01 S69 G15 M01 | 1 | 8 | 6960 | Proposed and Standard | FAIL | 2.95 | 1.3 | -30.2 | 58.5 | 318.948 | 0 | 785.772 | 0 | 0 | 0 | 0 | 0 | 2033.7 | 5139.53 | 12062 | 433.914 | 20773.8 | 1104.72 | 470.699 | 689.779 | 0 | 271.564 | 1432.04 | 1160.48 | 15.67 | 0 | 3.16 | 19.6 | 0 | 0 | 0 | 0 | 9.66 | 28.45 | 50.84 | 1.9 | 129.28 | 38.43 | 0 | 0 | 0.089726 | 0 | 0 | 0 | 0 | 0 | 0.53989 | 0.62848 | 1.8235 | 0.073953 | 3.1555 | 0.089726 | 318.948 | 0 | 785.772 | 549.197 | -21323 | 2033.7 | 5139.53 | 12062 | 433.914 | -0.00072777 | 1653.92 | 470.699 | 715.777 | 271.564 | 1458.04 | 1186.48 | 15.67 | 0 | 3.16 | 22.55 | -69.7 | 9.66 | 28.45 | 50.84 | 1.9 | 62.53 | 41.38 | 0 | 0 | 0.089726 | 0.065314 | 0 | 0.53989 | 0.62848 | 1.8235 | 0.073953 | 3.2208 | 0.15504 | BEMCmpMgr 2019.0.11 Alpha (1276) | CSE19 0.860.0 EXE | MPCBECC | Natural Gas | 0.065314 | 0.065314 | -106.7 | 7.1 | 318.948 | 0 | 785.772 | 0 | 0 | 0 | 0 | 0 | 2033.7 | 5139.53 | 12062 | 433.914 | 20773.8 | 470.699 | 689.779 | 0 | 271.564 | 1432.04 | 15.67 | 0 | 3.16 | 19.6 | 0 | 0 | 0 | 0 | 9.66 | 28.45 | 50.84 | 1.9 | 129.28 | 0 | 0 | 0.089726 | 0 | 0 | 0 | 0 | 0 | 0.53989 | 0.62848 | 1.8235 | 0.073953 | 3.1555 | 899.347 | 0.11982 | 785.772 | 0 | 5894.96 | 6547.68 | 10697.7 | 540.499 | 25366.1 | 748.501 | 1140.82 | 291.124 | 2180.44 | 30.8648 | 0 | 3.16 | 70.4783 | 27.68 | 41.31 | 45.1 | 2.52 | 221.113 | 26.48 | 0 | 3.16 | 32.42 | 27.68 | 34.82 | 45.1 | 2.52 | 172.18 | 0 | 0 | 0.089726 | 0 | 1.7213 | 0.80892 | 1.7518 | 0.11433 | 4.4862 | 58.5 | 0 | 58.5 | 59.8 | 31.5 | 28.3 | 4.42 | 34.01 | 6.64 | 34.74 | 4.42 | 34.01 | 6.62 | 97.883 | [5 empty] | 21329.3 | 15.9336 | 0 | 0 | 11.83 | 1.31 | 1.97 | 8.79 |  |  | 64.0981 | 0 | 156.784 | 0 | 0 | 0 | 0 | 0 | 441.303 | 1003.8 | 2466.05 | 95.0332 | 4227.07 | 2498.02 | 3660.68 | 0 | 1441.2 | 7599.9 | 64.0981 | 0 | 156.784 | 106.867 | -3277.17 | 441.303 | 1003.8 | 2466.05 | 95.0332 | 1056.76 | 2498.02 | 3798.65 | 1441.2 | 7737.87 | 187.527 | 0 | 156.784 | 0 | 1278.61 | 1315.06 | 2209.01 | 129.849 | 5276.84 | 3972.32 | 6054.36 | 1545 | 11571.7 | [17 empty] | -21340.6 | -69.64 | 0 | 26.48 | 0 | 3.16 | 0 | 32.44 | 27.68 | 34.82 | 45.1 | 2.52 | 172.2
2019-04-04 10:40 | RIBD\ED9\ED9_CZ02_2100_ELEC.RIBD19 | v30 02 S21 G20 M02 | 2 | 1 | 2100 | Proposed and Standard | FAIL | -19.19 | -9.2 | -30.7 | 65 | 2493.88 | 2.9836 | 197.656 | 2833.66 | 0 | 0 | 0 | 0 | 505.557 | 1965.81 | 2025.88 | 119.621 | 10145 | 5528.18 | 0 | 0 | 0 | 0 | 0 | 0 | 30.03 | 0.64 | 2.61 | 38.62 | 0 | 0 | 0 | 0 | 7.54 | 27.35 | 27.64 | 1.67 | 136.1 | 71.9 | 3.962e-15 | 0.037813 | 0.02257 | 0.3467 | 0 | 0 | 0 | 0 | 0.13421 | 0.28493 | 0.30364 | 0.020387 | 1.1503 | 0.40708 | 2667.51 | 2.717 | 197.656 | 1339.03 | -4011.57 | 505.557 | 1960.4 | 2025.88 | 119.621 | 4806.81 | 4206.91 | 0 | 0 | 0 | 0 | 0 | 32.12 | 0.58 | 2.61 | 17.4 | -44.88 | 7.54 | 27.27 | 27.64 | 1.67 | 71.95 | 52.71 | 3.962e-15 | 0.034121 | 0.02257 | 0.12681 | 0 | 0.13421 | 0.28411 | 0.30364 | 0.020387 | 0.92585 | 0.1835 | BEMCmpMgr 2019.0.11 Alpha (1276) | CSE19 0.860.0 EXE | MPCBECC | Propane | -0.2244 | -0.22358 | -89.2 | -36.4 | 2493.88 | 2.9836 | 197.656 | 2833.66 | 0 | 0 | 0 | 0 | 505.557 | 1965.81 | 2025.88 | 119.621 | 10145 | 0 | 0 | 0 | 0 | 0 | 30.03 | 0.64 | 2.61 | 38.62 | 0 | 0 | 0 | 0 | 7.54 | 27.35 | 27.64 | 1.67 | 136.1 | 3.962e-15 | 0.037813 | 0.02257 | 0.3467 | 0 | 0 | 0 | 0 | 0.13421 | 0.28493 | 0.30364 | 0.020387 | 1.1503 | 4491.96 | 69.5 | 197.656 | 2958.54 | 2135 | 2349 | 2531 | 297.5 | 15030.2 | 0 | 0 | 0 | 0 | 54.04 | 8.64 | 2.61 | 40.26 | 32.51 | 32.06 | 35.01 | 4.4 | 209.53 | 54.04 | 8.64 | 2.61 | 40.26 | 32.51 | 32.06 | 35.01 | 4.4 | 209.53 | 3.962e-15 | 0.37374 | 0.02257 | 0.35141 | 0.62343 | 0.35042 | 0.41447 | 0.06293 | 2.199 | 65 | 0 | 65 | 55.8 | 21.5 | 34.3 | 71.9 | 0 | 52.71 | 0 | 71.9 | 0 | 105.55 | 0 | [5 empty] | 4012.74 | 2.5635 | 0 | 0 | 2.03 | 0.33 | 0.28 | 1.16 |  |  | 522.442 | 0.81435 | 39.438 | 545.786 | 0 | 0 | 0 | 0 | 109.703 | 370.573 | 413.965 | 26.1987 | 2028.92 | 0 | 0 | 0 | 0 | 0 | 559.043 | 0.73994 | 39.438 | 250.507 | -613.662 | 109.703 | 369.528 | 413.965 | 26.1987 | 1155.46 | 0 | 0 | 0 | 0 | 935.694 | 17.7594 | 39.438 | 569.338 | 463.08 | 480.24 | 522.633 | 71.4714 | 3099.65 | 0 | 0 | 0 | 0 | [17 empty] | -4011 | -44.77 | 0 | 54 | 8.63 | 2.6 | 0 | 43.08 | 32.51 | 32.06 | 35.01 | 4.4 | 212.29
2019-04-04 10:40 | RIBD\ED9\ED9_CZ02_2100_NGAS.RIBD19 | v30 02 S21 G20 M01 | 2 | 1 | 2100 | Proposed and Standard | FAIL | 0.96 | 0.5 | -21 | 46.7 | 164.676 | 3.1735 | 197.656 | 0 | 0 | 0 | 0 | 0 | 505.557 | 913.732 | 2025.88 | 119.621 | 3930.3 | 365.506 | 243.018 | 120.837 | 0 | 42.7925 | 406.647 | 363.855 | 27.26 | 0.68 | 2.61 | 11.44 | 0 | 0 | 0 | 0 | 7.54 | 16.74 | 27.64 | 1.67 | 95.58 | 41.99 | 0 | 0.040332 | 0.02257 | 0 | 0 | 0 | 0 | 0 | 0.13421 | 0.13751 | 0.30364 | 0.020387 | 0.65865 | 0.062902 | 163.224 | 3.0227 | 197.656 | 85.2288 | -4013.94 | 505.557 | 913.749 | 2025.88 | 119.621 | -0.00015064 | 449.131 | 240.875 | 121.479 | 42.7925 | 405.146 | 362.353 | 27.02 | 0.65 | 2.61 | 12.67 | -43.84 | 7.54 | 16.74 | 27.64 | 1.67 | 52.7 | 42.95 | 0 | 0.038311 | 0.02257 | 0.014324 | 0 | 0.13421 | 0.1375 | 0.30364 | 0.020387 | 0.67095 | 0.075205 | BEMCmpMgr 2019.0.11 Alpha (1276) | CSE19 0.860.0 EXE | MPCBECC | Natural Gas | 0.012294 | 0.012304 | -81.4 | 2.2 | 164.676 | 3.1735 | 197.656 | 0 | 0 | 0 | 0 | 0 | 505.557 | 913.732 | 2025.88 | 119.621 | 3930.3 | 243.018 | 120.837 | 0 | 42.7925 | 406.647 | 27.26 | 0.68 | 2.61 | 11.44 | 0 | 0 | 0 | 0 | 7.54 | 16.74 | 27.64 | 1.67 | 95.58 | 0 | 0.040332 | 0.02257 | 0 | 0 | 0 | 0 | 0 | 0.13421 | 0.13751 | 0.30364 | 0.020387 | 0.65865 | 503.35 | 74.7068 | 197.656 | 0 | 2135 | 930.001 | 2637.81 | 297.5 | 6776.02 | 418.908 | 175.541 | 65.4 | 659.849 | 53.7853 | 9.07 | 2.61 | 42.6154 | 32.51 | 23.2195 | 36.49 | 4.4 | 204.7 | 49.49 | 9.07 | 2.61 | 16.62 | 32.51 | 18.58 | 36.49 | 4.4 | 169.77 | 0 | 0.39174 | 0.02257 | 0 | 0.62343 | 0.11804 | 0.43196 | 0.06293 | 1.6507 | 46.7 | 0 | 46.7 | 47.2 | 21.5 | 25.7 | 5.28 | 36.71 | 6.41 | 36.54 | 5.28 | 36.71 | 17.74 | 90.3407 | [5 empty] | 4015.12 | 2.565 | 0 | 0 | 2.96 | 0.24 | 0.38 | 2.36 |  |  | 33.1025 | 0.86609 | 39.438 | 0 | 0 | 0 | 0 | 0 | 109.703 | 179.651 | 413.965 | 26.1987 | 802.925 | 1289.71 | 641.283 | 0 | 227.101 | 2158.09 | 32.8153 | 0.82442 | 39.438 | 16.6741 | -614.025 | 109.703 | 179.654 | 413.965 | 26.1987 | 205.248 | 1278.33 | 644.691 | 227.101 | 2150.12 | 104.057 | 19.0428 | 39.438 | 0 | 463.08 | 187.226 | 544.689 | 71.4714 | 1429.01 | 2223.16 | 931.599 | 347.08 | 3501.84 | [17 empty] | -4012.78 | -43.8 | 0 | 49.45 | 9.06 | 2.6 | 0 | 16.5 | 32.51 | 18.58 | 36.49 | 4.4 | 169.59
2019-04-04 10:40 | RIBD\ED9\ED9_CZ02_2700_ELEC.RIBD19 | v30 02 S27 G20 M02 | 2 | 1 | 2700 | Proposed and Standard | FAIL | -17.98 | -8.9 | -29.3 | 61 | 2690.83 | 29.4737 | 245.329 | 3175.42 | 0 | 0 | 0 | 0 | 615.745 | 2219.56 | 2371.31 | 151.515 | 11499.2 | 6141.05 | 0 | 0 | 0 | 0 | 0 | 0 | 25.22 | 3.31 | 2.52 | 33.78 | 0 | 0 | 0 | 0 | 7.14 | 24.11 | 25.15 | 1.64 | 122.87 | 64.83 | 3.962e-15 | 0.18707 | 0.028014 | 0.44203 | 0 | 0 | 0 | 0 | 0.16346 | 0.47271 | 0.35412 | 0.025823 | 1.6732 | 0.65712 | 2786.36 | 28.0013 | 245.329 | 1499.23 | -4701 | 615.745 | 2211.13 | 2371.31 | 151.515 | 5207.62 | 4558.92 | 0 | 0 | 0 | 0 | 0 | 26.11 | 3.23 | 2.52 | 14.99 | -40.88 | 7.14 | 24.02 | 25.15 | 1.64 | 63.92 | 46.85 | 3.962e-15 | 0.18851 | 0.028014 | 0.11762 | 0 | 0.16346 | 0.47176 | 0.35412 | 0.025823 | 1.3493 | 0.33414 | BEMCmpMgr 2019.0.11 Alpha (1276) | CSE19 0.860.0 EXE | MPCBECC | Propane | -0.32393 | -0.32298 | -92.2 | -38.4 | 2690.83 | 29.4737 | 245.329 | 3175.42 | 0 | 0 | 0 | 0 | 615.745 | 2219.56 | 2371.31 | 151.515 | 11499.2 | 0 | 0 | 0 | 0 | 0 | 25.22 | 3.31 | 2.52 | 33.78 | 0 | 0 | 0 | 0 | 7.14 | 24.11 | 25.15 | 1.64 | 122.87 | 3.962e-15 | 0.18707 | 0.028014 | 0.44203 | 0 | 0 | 0 | 0 | 0.16346 | 0.47271 | 0.35412 | 0.025823 | 1.6732 | 5651.32 | 203.111 | 245.329 | 3300.84 | 2615 | 2596 | 3146.01 | 327.5 | 18085.1 | 0 | 0 | 0 | 0 | 52.89 | 14.52 | 2.52 | 35.23 | 30.97 | 27.59 | 33.85 | 3.77 | 201.34 | 52.89 | 14.52 | 2.52 | 35.23 | 30.97 | 27.59 | 33.85 | 3.77 | 201.34 | 3.962e-15 | 0.74852 | 0.028014 | 0.52591 | 0.76359 | 0.38997 | 0.51519 | 0.069276 | 3.0405 | 61 | 0 | 61 | 52.1 | 20.4 | 31.7 | 64.83 | 0 | 46.85 | 0 | 64.83 | 0 | 105.16 | 0 | [5 empty] | 4702.37 | 3.0041 | 0 | 0 | 2.32 | 0.39 | 0.33 | 1.29 |  |  | 567.107 | 7.6468 | 48.9503 | 617.915 | 0 | 0 | 0 | 0 | 133.613 | 428.003 | 484.438 | 33.1839 | 2320.86 | 0 | 0 | 0 | 0 | 0 | 587.334 | 7.2853 | 48.9503 | 288.455 | -719.127 | 133.613 | 426.365 | 484.438 | 33.1839 | 1290.5 | 0 | 0 | 0 | 0 | 1183.14 | 50.6499 | 48.9503 | 639.71 | 567.192 | 531.119 | 649.628 | 78.6786 | 3749.06 | 0 | 0 | 0 | 0 | [17 empty] | -4707.9 | -40.9 | 0 | 52.85 | 14.51 | 2.51 | 0 | 34.49 | 30.97 | 27.59 | 33.85 | 3.77 | 200.54
2019-04-04 10:40 | RIBD\ED9\ED9_CZ02_2700_NGAS.RIBD19 | v30 02 S27 G20 M01 | 2 | 1 | 2700 | Proposed and Standard | FAIL | 0.33 | 0.1 | -20.3 | 44.6 | 174.206 | 30.1899 | 245.329 | 0 | 0 | 0 | 0 | 0 | 615.745 | 1031.27 | 2371.31 | 151.515 | 4619.56 | 449.726 | 257.082 | 136.258 | 0 | 48.2342 | 441.574 | 393.34 | 22.48 | 3.37 | 2.52 | 10.01 | 0 | 0 | 0 | 0 | 7.14 | 14.65 | 25.15 | 1.64 | 86.96 | 38.38 | 0 | 0.18954 | 0.028014 | 0 | 0 | 0 | 0 | 0 | 0.16346 | 0.17413 | 0.35412 | 0.025823 | 0.93508 | 0.21755 | 171.158 | 29.1197 | 245.329 | 87.7549 | -4703.27 | 615.745 | 1031.35 | 2371.31 | 151.515 | 0.0004427 | 533.362 | 252.583 | 134.856 | 48.2342 | 435.673 | 387.439 | 22.08 | 3.27 | 2.52 | 10.84 | -39.94 | 7.14 | 14.65 | 25.15 | 1.64 | 47.35 | 38.71 | 0 | 0.18637 | 0.028014 | 0.012978 | 0 | 0.16346 | 0.17412 | 0.35412 | 0.025823 | 0.94488 | 0.22736 | BEMCmpMgr 2019.0.11 Alpha (1276) | CSE19 0.860.0 EXE | MPCBECC | Natural Gas | 0.0098021 | 0.0098099 | -83.7 | 0.9 | 174.206 | 30.1899 | 245.329 | 0 | 0 | 0 | 0 | 0 | 615.745 | 1031.27 | 2371.31 | 151.515 | 4619.56 | 257.082 | 136.258 | 0 | 48.2342 | 441.574 | 22.48 | 3.37 | 2.52 | 10.01 | 0 | 0 | 0 | 0 | 7.14 | 14.65 | 25.15 | 1.64 | 86.96 | 0 | 0.18954 | 0.028014 | 0 | 0 | 0 | 0 | 0 | 0.16346 | 0.17413 | 0.35412 | 0.025823 | 0.93508 | 629.371 | 212.518 | 245.329 | 0 | 2615 | 989.001 | 3267.2 | 327.5 | 8285.92 | 523.788 | 189.755 | 73.4 | 786.943 | 52.3076 | 14.97 | 2.52 | 35.7436 | 30.97 | 19.7211 | 35.15 | 3.77 | 195.152 | 48.13 | 14.97 | 2.52 | 13.94 | 30.97 | 15.67 | 35.15 | 3.77 | 165.12 | 0 | 0.77399 | 0.028014 | 0 | 0.76359 | 0.12681 | 0.53503 | 0.069276 | 2.2967 | 44.6 | 0 | 44.6 | 44.7 | 20.4 | 24.3 | 7.53 | 30.85 | 8.34 | 30.37 | 7.53 | 30.85 | 23.38 | 82.1612 | [5 empty] | 4704.65 | 3.0055 | 0 | 0 | 3.29 | 0.28 | 0.44 | 2.56 |  |  | 35.2751 | 7.8253 | 48.9503 | 0 | 0 | 0 | 0 | 0 | 133.613 | 204.759 | 484.438 | 33.1839 | 948.045 | 1364.34 | 723.127 | 0 | 255.98 | 2343.45 | 34.6645 | 7.5518 | 48.9503 | 17.1886 | -719.475 | 133.613 | 204.774 | 484.438 | 33.1839 | 244.889 | 1340.47 | 715.685 | 255.98 | 2312.13 | 130.854 | 52.9809 | 48.9503 | 0 | 567.192 | 199.284 | 674.652 | 78.6786 | 1752.59 | 2779.76 | 1007.04 | 389.536 | 4176.33 | [17 empty] | -4709.67 | -39.99 | 0 | 48.09 | 14.96 | 2.51 | 0 | 13.83 | 30.97 | 15.67 | 35.15 | 3.77 | 164.95
2019-04-04 10:40 | RIBD\ED9\ED9_CZ02_6960_ELEC.RIBD19 | v30 02 S69 G15 M02 | 2 | 8 | 6960 | Proposed and Standard | FAIL | -30.9 | -12 | -40.8 | 75 | 3870.65 | 472.7 | 785.772 | 14844.2 | 0 | 0 | 0 | 0 | 2033.7 | 11883.3 | 12062 | 433.914 | 46386.2 | 19973.4 | 0 | 0 | 0 | 0 | 0 | 0 | 14.03 | 9.31 | 3.13 | 58.81 | 0 | 0 | 0 | 0 | 9.15 | 47.8 | 49.71 | 1.83 | 193.77 | 85.28 | 3.1696e-14 | 1.4427 | 0.089726 | 1.348 | 0 | 0 | 0 | 0 | 0.53989 | 1.4219 | 1.8235 | 0.073953 | 6.7396 | 2.8805 | 5454.99 | 386.807 | 785.772 | 6145.37 | -21778.1 | 2033.7 | 11839.4 | 12062 | 433.914 | 17363.8 | 12772.9 | 0 | 0 | 0 | 0 | 0 | 19.74 | 8.32 | 3.13 | 23.19 | -74.39 | 9.15 | 47.62 | 49.71 | 1.83 | 88.3 | 54.38 | 3.1696e-14 | 1.2148 | 0.089726 | 0.30153 | 0 | 0.53989 | 1.414 | 1.8235 | 0.073953 | 5.4574 | 1.6061 | BEMCmpMgr 2019.0.11 Alpha (1276) | CSE19 0.860.0 EXE | MPCBECC | Propane | -1.2822 | -1.2744 | -119.4 | -56.8 | 3870.65 | 472.7 | 785.772 | 14844.2 | 0 | 0 | 0 | 0 | 2033.7 | 11883.3 | 12062 | 433.914 | 46386.2 | 0 | 0 | 0 | 0 | 0 | 14.03 | 9.31 | 3.13 | 58.81 | 0 | 0 | 0 | 0 | 9.15 | 47.8 | 49.71 | 1.83 | 193.77 | 3.1696e-14 | 1.4427 | 0.089726 | 1.348 | 0 | 0 | 0 | 0 | 0.53989 | 1.4219 | 1.8235 | 0.073953 | 6.7396 | 9794.53 | 1226.98 | 785.772 | 15686.8 | 5894.96 | 15077.5 | 10697.7 | 540.499 | 59704.8 | 0 | 0 | 0 | 0 | 35.54 | 21.66 | 3.13 | 61.81 | 27.08 | 61.93 | 44.65 | 2.41 | 258.21 | 35.54 | 21.66 | 3.13 | 61.81 | 27.08 | 61.93 | 44.65 | 2.41 | 258.21 | 3.1696e-14 | 3.2816 | 0.089726 | 1.2893 | 1.7213 | 2.2058 | 1.7518 | 0.11433 | 10.4538 | 75 | 0 | 75 | 63 | 28.8 | 34.2 | 85.28 | 0 | 54.38 | 0 | 85.28 | 0 | 122.14 | 0 | [5 empty] | 21784.5 | 13.9169 | 0 | 0 | 9.11 | 2.07 | 1.26 | 4.39 |  |  | 806.433 | 117.318 | 156.784 | 2810.39 | 0 | 0 | 0 | 0 | 441.303 | 2212.04 | 2466.05 | 95.0332 | 9105.36 | 0 | 0 | 0 | 0 | 0 | 1110.54 | 96.5704 | 156.784 | 1156.97 | -3331.47 | 441.303 | 2203.12 | 2466.05 | 95.0332 | 4394.9 | 0 | 0 | 0 | 0 | 2046.18 | 298.834 | 156.784 | 2980.43 | 1278.61 | 3076.41 | 2209.01 | 129.849 | 12176.1 | 0 | 0 | 0 | 0 | [17 empty] | -21796.4 | -73.92 | 0 | 35.53 | 21.67 | 3.13 | 0 | 64.01 | 27.08 | 61.93 | 44.65 | 2.41 | 260.41
2019-04-04 10:40 | RIBD\ED9\ED9_CZ02_6960_NGAS.RIBD19 | v30 02 S69 G15 M01 | 2 | 8 | 6960 | Proposed and Standard | FAIL | 3.21 | 1.3 | -28.9 | 54.4 | 192.272 | 467.463 | 785.772 | 0 | 0 | 0 | 0 | 0 | 2033.7 | 5257.17 | 12062 | 433.914 | 21232.3 | 1445.51 | 283.742 | 620.299 | 0 | 271.564 | 1175.6 | 904.041 | 9.68 | 9.23 | 3.13 | 17.7 | 0 | 0 | 0 | 0 | 9.15 | 28.94 | 49.71 | 1.83 | 129.37 | 39.74 | 0 | 1.4261 | 0.089726 | 0 | 0 | 0 | 0 | 0 | 0.53989 | 0.65717 | 1.8235 | 0.073953 | 4.6103 | 1.5158 | 192.272 | 467.463 | 785.772 | 549.188 | -21781.4 | 2033.7 | 5257.17 | 12062 | 433.914 | -0.0016565 | 1994.69 | 283.742 | 656.66 | 271.564 | 1211.97 | 940.402 | 9.68 | 9.23 | 3.13 | 20.91 | -71.89 | 9.15 | 28.94 | 49.71 | 1.83 | 60.69 | 42.95 | 0 | 1.4261 | 0.089726 | 0.065314 | 0 | 0.53989 | 0.65717 | 1.8235 | 0.073953 | 4.6756 | 1.5811 | BEMCmpMgr 2019.0.11 Alpha (1276) | CSE19 0.860.0 EXE | MPCBECC | Natural Gas | 0.065314 | 0.065314 | -113.2 | 7.5 | 192.272 | 467.463 | 785.772 | 0 | 0 | 0 | 0 | 0 | 2033.7 | 5257.17 | 12062 | 433.914 | 21232.3 | 283.742 | 620.299 | 0 | 271.564 | 1175.6 | 9.68 | 9.23 | 3.13 | 17.7 | 0 | 0 | 0 | 0 | 9.15 | 28.94 | 49.71 | 1.83 | 129.37 | 0 | 1.4261 | 0.089726 | 0 | 0 | 0 | 0 | 0 | 0.53989 | 0.65717 | 1.8235 | 0.073953 | 4.6103 | 1065.98 | 1159.17 | 785.772 | 0 | 5894.96 | 6547.68 | 10697.7 | 540.499 | 26691.8 | 887.148 | 1070.1 | 291.124 | 2248.37 | 35.2296 | 20.67 | 3.13 | 63.625 | 27.08 | 41.08 | 44.65 | 2.41 | 237.875 | 31.78 | 20.67 | 3.13 | 30.54 | 27.08 | 34.59 | 44.65 | 2.41 | 194.85 | 0 | 3.1435 | 0.089726 | 0 | 1.7213 | 0.80892 | 1.7518 | 0.11433 | 7.6296 | 54.4 | 0 | 54.4 | 55.7 | 30.2 | 25.5 | 13.06 | 26.68 | 15.26 | 27.69 | 13.06 | 26.68 | 27.67 | 94.9846 | [5 empty] | 21787.8 | 13.919 | 0 | 0 | 10.58 | 1.33 | 2 | 7.55 |  |  | 38.329 | 116.035 | 156.784 | 0 | 0 | 0 | 0 | 0 | 441.303 | 1027.91 | 2466.05 | 95.0332 | 4341.44 | 1505.83 | 3291.95 | 0 | 1441.2 | 6238.97 | 38.329 | 116.035 | 156.784 | 106.866 | -3331.98 | 441.303 | 1027.91 | 2466.05 | 95.0332 | 1116.33 | 1505.83 | 3484.92 | 1441.2 | 6431.94 | 221.204 | 282.5 | 156.784 | 0 | 1278.61 | 1315.06 | 2209.01 | 129.849 | 5593.01 | 4708.12 | 5679.04 | 1545 | 11932.2 | [17 empty] | -21799.9 | -71.84 | 0 | 31.78 | 20.67 | 3.13 | 0 | 30.56 | 27.08 | 34.59 | 44.65 | 2.41 | 194.87
2019-04-04 10:40 | RIBD\ED9\ED9_CZ03_2100_ELEC.RIBD19 | v30 03 S21 G20 M02 | 3 | 1 | 2100 | Proposed and Standard | FAIL | -16.13 | -8.4 | -31.2 | 66 | 1661.64 | 0 | 197.656 | 2847.65 | 0 | 0 | 0 | 0 | 505.557 | 1954.61 | 2025.88 | 119.621 | 9312.61 | 4706.94 | 0 | 0 | 0 | 0 | 0 | 0 | 20.87 | 0 | 2.63 | 39.05 | 0 | 0 | 0 | 0 | 7.74 | 26.4 | 27.98 | 1.72 | 126.39 | 62.55 | 0 | 0 | 0.02257 | 0.36486 | 0 | 0 | 0 | 0 | 0.13421 | 0.27892 | 0.30364 | 0.020387 | 1.1246 | 0.38743 | 2102.89 | 0 | 197.656 | 1320.6 | -3954.72 | 505.557 | 1949.5 | 2025.88 | 119.621 | 4266.98 | 3621.14 | 0 | 0 | 0 | 0 | 0 | 26.35 | 0 | 2.63 | 17.44 | -43.56 | 7.74 | 26.33 | 27.98 | 1.72 | 66.63 | 46.42 | 0 | 0 | 0.02257 | 0.12642 | 0 | 0.13421 | 0.27825 | 0.30364 | 0.020387 | 0.88548 | 0.14899 | BEMCmpMgr 2019.0.11 Alpha (1276) | CSE19 0.860.0 EXE | MPCBECC | Propane | -0.23912 | -0.23844 | -89.7 | -34.7 | 1661.64 | 0 | 197.656 | 2847.65 | 0 | 0 | 0 | 0 | 505.557 | 1954.61 | 2025.88 | 119.621 | 9312.61 | 0 | 0 | 0 | 0 | 0 | 20.87 | 0 | 2.63 | 39.05 | 0 | 0 | 0 | 0 | 7.74 | 26.4 | 27.98 | 1.72 | 126.39 | 0 | 0 | 0.02257 | 0.36486 | 0 | 0 | 0 | 0 | 0.13421 | 0.27892 | 0.30364 | 0.020387 | 1.1246 | 3418.63 | 0 | 197.656 | 2975.36 | 2135 | 2349 | 2531 | 297.5 | 13904.1 | 0 | 0 | 0 | 0 | 42.68 | 0 | 2.63 | 40.68 | 33.02 | 32.29 | 35.27 | 4.81 | 191.38 | 42.68 | 0 | 2.63 | 40.68 | 33.02 | 32.29 | 35.27 | 4.81 | 191.38 | 0 | 0 | 0.02257 | 0.36505 | 0.62343 | 0.35042 | 0.41447 | 0.06293 | 1.8389 | 66 | 0 | 66 | 57.6 | 22.8 | 34.8 | 62.55 | 0 | 46.42 | 0 | 62.55 | 0 | 85.99 | 0 | [5 empty] | 3955.88 | 2.5054 | 0 | 0 | 1.86 | 0.31 | 0.29 | 1.06 |  |  | 356.277 | 0 | 39.438 | 549.507 | 0 | 0 | 0 | 0 | 109.703 | 367.984 | 413.965 | 26.1987 | 1863.07 | 0 | 0 | 0 | 0 | 0 | 451.826 | 0 | 39.438 | 248.11 | -601.027 | 109.703 | 367.005 | 413.965 | 26.1987 | 1055.22 | 0 | 0 | 0 | 0 | 720.991 | 0 | 39.438 | 573.491 | 463.08 | 480.24 | 522.633 | 71.4714 | 2871.34 | 0 | 0 | 0 | 0 | [17 empty] | -3952.28 | -43.42 | 0 | 42.57 | 0 | 2.6 | 0 | 42.15 | 33.02 | 32.29 | 35.27 | 4.81 | 192.71
2019-04-04 10:39 | RIBD\ED9\ED9_CZ03_2100_NGAS.RIBD19 | v30 03 S21 G20 M01 | 3 | 1 | 2100 | Proposed and Standard | FAIL | 0.98 | 0.5 | -22.4 | 47.4 | 121.783 | 0 | 197.656 | 0 | 0 | 0 | 0 | 0 | 505.557 | 902.711 | 2025.88 | 119.621 | 3873.21 | 319.438 | 179.709 | 121.285 | 0 | 42.7925 | 343.786 | 300.994 | 20.33 | 0 | 2.63 | 11.46 | 0 | 0 | 0 | 0 | 7.74 | 16.38 | 27.98 | 1.72 | 88.24 | 34.42 | 0 | 0 | 0.02257 | 0 | 0 | 0 | 0 | 0 | 0.13421 | 0.13149 | 0.30364 | 0.020387 | 0.6123 | 0.02257 | 120.385 | 0 | 197.656 | 85.2288 | -3957.1 | 505.557 | 902.768 | 2025.88 | 119.621 | 0.00083926 | 403.269 | 177.647 | 121.86 | 42.7925 | 342.299 | 299.507 | 20.1 | 0 | 2.63 | 12.67 | -42.62 | 7.74 | 16.38 | 27.98 | 1.72 | 46.6 | 35.4 | 0 | 0 | 0.02257 | 0.014324 | 0 | 0.13421 | 0.13148 | 0.30364 | 0.020387 | 0.62662 | 0.036894 | BEMCmpMgr 2019.0.11 Alpha (1276) | CSE19 0.860.0 EXE | MPCBECC | Natural Gas | 0.014321 | 0.014324 | -89.4 | 2.8 | 121.783 | 0 | 197.656 | 0 | 0 | 0 | 0 | 0 | 505.557 | 902.711 | 2025.88 | 119.621 | 3873.21 | 179.709 | 121.285 | 0 | 42.7925 | 343.786 | 20.33 | 0 | 2.63 | 11.46 | 0 | 0 | 0 | 0 | 7.74 | 16.38 | 27.98 | 1.72 | 88.24 | 0 | 0 | 0.02257 | 0 | 0 | 0 | 0 | 0 | 0.13421 | 0.13149 | 0.30364 | 0.020387 | 0.6123 | 435.89 | 0 | 197.656 | 0 | 2135 | 930.001 | 2637.81 | 297.5 | 6633.86 | 362.745 | 176.065 | 65.4 | 604.21 | 42.95 | 0 | 2.63 | 42.641 | 33.02 | 23.3095 | 36.76 | 4.81 | 186.12 | 42.95 | 0 | 2.63 | 16.63 | 33.02 | 18.67 | 36.76 | 4.81 | 155.47 | 0 | 0 | 0.02257 | 0 | 0.62343 | 0.11804 | 0.43196 | 0.06293 | 1.2589 | 47.4 | 0 | 47.4 | 47.9 | 22.9 | 25 | 4.19 | 30.23 | 5.34 | 30.06 | 4.19 | 30.23 | 8.08 | 80.141 | [5 empty] | 3958.26 | 2.5069 | 0 | 0 | 2.62 | 0.23 | 0.37 | 2.02 |  |  | 25.4026 | 0 | 39.438 | 0 | 0 | 0 | 0 | 0 | 109.703 | 177.109 | 413.965 | 26.1987 | 791.817 | 953.721 | 643.662 | 0 | 227.101 | 1824.48 | 25.1164 | 0 | 39.438 | 16.6741 | -601.388 | 109.703 | 177.12 | 413.965 | 26.1987 | 206.829 | 942.776 | 646.715 | 227.101 | 1816.59 | 91.2903 | 0 | 39.438 | 0 | 463.08 | 187.226 | 544.689 | 71.4714 | 1397.2 | 1925.1 | 934.383 | 347.08 | 3206.56 | [17 empty] | -3954.06 | -42.56 | 0 | 42.82 | 0 | 2.6 | 0 | 16.51 | 33.02 | 18.67 | 36.76 | 4.81 | 155.19
2019-04-04 10:40 | RIBD\ED9\ED9_CZ03_2700_ELEC.RIBD19 | v30 03 S27 G20 M02 | 3 | 1 | 2700 | Proposed and Standard | FAIL | -16.4 | -9.3 | -31.6 | 63.5 | 1654.76 | 0 | 245.329 | 3194.37 | 0 | 0 | 0 | 0 | 615.745 | 2207.3 | 2371.31 | 151.515 | 10440.3 | 5094.47 | 0 | 0 | 0 | 0 | 0 | 0 | 16.17 | 0 | 2.54 | 34.87 | 0 | 0 | 0 | 0 | 7.34 | 24.24 | 25.46 | 1.7 | 112.32 | 53.58 | 0 | 0 | 0.028014 | 0.62 | 0 | 0 | 0 | 0 | 0.16346 | 0.4655 | 0.35412 | 0.025823 | 1.6569 | 0.64801 | 1976.53 | 0 | 245.329 | 1510.1 | -4603.92 | 615.745 | 2199.32 | 2371.31 | 151.515 | 4465.93 | 3731.96 | 0 | 0 | 0 | 0 | 0 | 19.27 | 0 | 2.54 | 15.37 | -39.44 | 7.34 | 24.16 | 25.46 | 1.7 | 56.4 | 37.18 | 0 | 0 | 0.028014 | 0.14011 | 0 | 0.16346 | 0.46461 | 0.35412 | 0.025823 | 1.1761 | 0.16813 | BEMCmpMgr 2019.0.11 Alpha (1276) | CSE19 0.860.0 EXE | MPCBECC | Propane | -0.48077 | -0.47988 | -99.1 | -44.1 | 1654.76 | 0 | 245.329 | 3194.37 | 0 | 0 | 0 | 0 | 615.745 | 2207.3 | 2371.31 | 151.515 | 10440.3 | 0 | 0 | 0 | 0 | 0 | 16.17 | 0 | 2.54 | 34.87 | 0 | 0 | 0 | 0 | 7.34 | 24.24 | 25.46 | 1.7 | 112.32 | 0 | 0 | 0.028014 | 0.62 | 0 | 0 | 0 | 0 | 0.16346 | 0.4655 | 0.35412 | 0.025823 | 1.6569 | 4183.9 | 0 | 245.329 | 3321.46 | 2615 | 2596 | 3146.01 | 327.5 | 16435.2 | 0 | 0 | 0 | 0 | 40.63 | 0 | 2.54 | 36.3 | 31.45 | 27.78 | 34.1 | 4.12 | 176.92 | 40.63 | 0 | 2.54 | 36.3 | 31.45 | 27.78 | 34.1 | 4.12 | 176.92 | 0 | 0 | 0.028014 | 0.66572 | 0.76359 | 0.38997 | 0.51519 | 0.069276 | 2.4318 | 63.5 | 0 | 63.5 | 54.2 | 22.3 | 31.9 | 53.58 | 0 | 37.18 | 0 | 53.58 | 0 | 79.47 | 0 | [5 empty] | 4605.27 | 2.9167 | 0 | 0 | 2.1 | 0.37 | 0.33 | 1.14 |  |  | 356.045 | 0 | 48.9503 | 622.774 | 0 | 0 | 0 | 0 | 133.613 | 425.133 | 484.438 | 33.1839 | 2104.14 | 0 | 0 | 0 | 0 | 0 | 425.945 | 0 | 48.9503 | 291.804 | -699.69 | 133.613 | 423.588 | 484.438 | 33.1839 | 1141.83 | 0 | 0 | 0 | 0 | 886.549 | 0 | 48.9503 | 646.331 | 567.192 | 531.119 | 649.628 | 78.6786 | 3408.45 | 0 | 0 | 0 | 0 | [17 empty] | -4606.67 | -39.41 | 0 | 40.49 | 0 | 2.49 | 0 | 35.53 | 31.45 | 27.78 | 34.1 | 4.12 | 175.96
2019-04-04 10:40 | RIBD\ED9\ED9_CZ03_2700_NGAS.RIBD19 | v30 03 S27 G20 M01 | 3 | 1 | 2700 | Proposed and Standard | FAIL | 0.46 | 0.3 | -22.5 | 45.4 | 117.771 | 0 | 245.329 | 0 | 0 | 0 | 0 | 0 | 615.745 | 1019.36 | 2371.31 | 151.515 | 4521.02 | 363.1 | 173.789 | 136.96 | 0 | 48.2342 | 358.983 | 310.749 | 15.35 | 0 | 2.54 | 10.04 | 0 | 0 | 0 | 0 | 7.34 | 14.59 | 25.46 | 1.7 | 77.02 | 27.93 | 0 | 0 | 0.028014 | 0 | 0 | 0 | 0 | 0 | 0.16346 | 0.1669 | 0.35412 | 0.025823 | 0.73832 | 0.028014 | 115.021 | 0 | 245.329 | 87.7549 | -4606.2 | 615.745 | 1019.52 | 2371.31 | 151.515 | 0.00035859 | 448.105 | 169.731 | 135.453 | 48.2342 | 353.418 | 305.184 | 15 | 0 | 2.54 | 10.85 | -38.58 | 7.34 | 14.59 | 25.46 | 1.7 | 38.9 | 28.39 | 0 | 0 | 0.028014 | 0.012978 | 0 | 0.16346 | 0.1669 | 0.35412 | 0.025823 | 0.7513 | 0.040992 | BEMCmpMgr 2019.0.11 Alpha (1276) | CSE19 0.860.0 EXE | MPCBECC | Natural Gas | 0.012977 | 0.012978 | -98 | 1.6 | 117.771 | 0 | 245.329 | 0 | 0 | 0 | 0 | 0 | 615.745 | 1019.36 | 2371.31 | 151.515 | 4521.02 | 173.789 | 136.96 | 0 | 48.2342 | 358.983 | 15.35 | 0 | 2.54 | 10.04 | 0 | 0 | 0 | 0 | 7.34 | 14.59 | 25.46 | 1.7 | 77.02 | 0 | 0 | 0.028014 | 0 | 0 | 0 | 0 | 0 | 0.16346 | 0.1669 | 0.35412 | 0.025823 | 0.73832 | 527.596 | 0 | 245.329 | 0 | 2615 | 989.001 | 3267.2 | 327.5 | 7971.62 | 439.063 | 190.519 | 73.4 | 702.981 | 40.46 | 0 | 2.54 | 35.7949 | 31.45 | 19.7811 | 35.41 | 4.12 | 169.556 | 40.46 | 0 | 2.54 | 13.96 | 31.45 | 15.73 | 35.41 | 4.12 | 143.67 | 0 | 0 | 0.028014 | 0 | 0.76359 | 0.12681 | 0.53503 | 0.069276 | 1.5227 | 45.4 | 0 | 45.4 | 45.7 | 22.8 | 22.9 | 3.71 | 24.22 | 4.62 | 23.77 | 3.71 | 24.22 | 7.67 | 71.1249 | [5 empty] | 4607.55 | 2.9182 | 0 | 0 | 2.83 | 0.27 | 0.43 | 2.12 |  |  | 24.6768 | 0 | 48.9503 | 0 | 0 | 0 | 0 | 0 | 133.613 | 201.97 | 484.438 | 33.1839 | 926.832 | 922.303 | 726.852 | 0 | 255.98 | 1905.14 | 24.1055 | 0 | 48.9503 | 17.1886 | -700.036 | 133.613 | 202.002 | 484.438 | 33.1839 | 243.446 | 900.768 | 718.854 | 255.98 | 1875.6 | 111.053 | 0 | 48.9503 | 0 | 567.192 | 199.284 | 674.652 | 78.6786 | 1679.81 | 2330.12 | 1011.09 | 389.536 | 3730.75 | [17 empty] | -4608.44 | -38.59 | 0 | 40.31 | 0 | 2.49 | 0 | 13.86 | 31.45 | 15.73 | 35.41 | 4.12 | 143.37
2019-04-04 10:40 | RIBD\ED9\ED9_CZ03_6960_ELEC.RIBD19 | v30 03 S69 G15 M02 | 3 | 8 | 6960 | Proposed and Standard | FAIL | -30.13 | -13 | -43.9 | 77.8 | 1837.91 | 72.5624 | 785.772 | 14915.5 | 0 | 0 | 0 | 0 | 2033.7 | 11836.9 | 12062 | 433.914 | 43978.2 | 17611.7 | 0 | 0 | 0 | 0 | 0 | 0 | 6.87 | 1.5 | 3.15 | 60.15 | 0 | 0 | 0 | 0 | 9.4 | 47.01 | 50.34 | 1.88 | 180.3 | 71.67 | 0 | 0.36242 | 0.089726 | 1.4736 | 0 | 0 | 0 | 0 | 0.53989 | 1.4033 | 1.8235 | 0.073953 | 5.7663 | 1.9257 | 1957.3 | 71.73 | 785.772 | 7711.65 | -21240.2 | 2033.7 | 11828.9 | 12062 | 433.914 | 15644.7 | 10526.5 | 0 | 0 | 0 | 0 | 0 | 7.32 | 1.51 | 3.15 | 29.56 | -71.6 | 9.4 | 46.98 | 50.34 | 1.88 | 78.54 | 41.54 | 0 | 0.36961 | 0.089726 | 0.35785 | 0 | 0.53989 | 1.4023 | 1.8235 | 0.073953 | 4.6568 | 0.81719 | BEMCmpMgr 2019.0.11 Alpha (1276) | CSE19 0.860.0 EXE | MPCBECC | Propane | -1.1095 | -1.1085 | -129.6 | -72.5 | 1837.91 | 72.5624 | 785.772 | 14915.5 | 0 | 0 | 0 | 0 | 2033.7 | 11836.9 | 12062 | 433.914 | 43978.2 | 0 | 0 | 0 | 0 | 0 | 6.87 | 1.5 | 3.15 | 60.15 | 0 | 0 | 0 | 0 | 9.4 | 47.01 | 50.34 | 1.88 | 180.3 | 0 | 0.36242 | 0.089726 | 1.4736 | 0 | 0 | 0 | 0 | 0.53989 | 1.4033 | 1.8235 | 0.073953 | 5.7663 | 6648.93 | 81.9552 | 785.772 | 15796.2 | 5894.96 | 15077.5 | 10697.7 | 540.499 | 55523.6 | 0 | 0 | 0 | 0 | 24.96 | 2.1 | 3.15 | 63.99 | 27.51 | 62.36 | 44.98 | 2.64 | 231.69 | 24.96 | 2.1 | 3.15 | 63.99 | 27.51 | 62.36 | 44.98 | 2.64 | 231.69 | 0 | 0.51654 | 0.089726 | 1.6236 | 1.7213 | 2.2058 | 1.7518 | 0.11433 | 8.0232 | 77.8 | 0 | 77.8 | 64.8 | 30.9 | 33.9 | 71.67 | 0 | 41.54 | 0 | 71.67 | 0 | 94.2 | 0 | [5 empty] | 21246.5 | 13.4564 | 0 | 0 | 8.6 | 1.99 | 1.23 | 4.04 |  |  | 389.51 | 18.0805 | 156.784 | 2832.72 | 0 | 0 | 0 | 0 | 441.303 | 2201.28 | 2466.05 | 95.0332 | 8600.76 | 0 | 0 | 0 | 0 | 0 | 414.959 | 17.8931 | 156.784 | 1472.76 | -3228.03 | 441.303 | 2199.7 | 2466.05 | 95.0332 | 4036.45 | 0 | 0 | 0 | 0 | 1410.22 | 21.0038 | 156.784 | 3005.74 | 1278.61 | 3076.41 | 2209.01 | 129.849 | 11287.6 | 0 | 0 | 0 | 0 | [17 empty] | -21259.1 | -71.1 | 0 | 24.95 | 2.1 | 3.15 | 0 | 64.73 | 27.51 | 62.36 | 44.98 | 2.64 | 232.42
2019-04-04 10:40 | RIBD\ED9\ED9_CZ03_6960_NGAS.RIBD19 | v30 03 S69 G15 M01 | 3 | 8 | 6960 | Proposed and Standard | FAIL | 3.23 | 1.5 | -31.2 | 55.6 | 94.6762 | 70.7309 | 785.772 | 0 | 0 | 0 | 0 | 0 | 2033.7 | 5213.58 | 12062 | 433.914 | 20694.3 | 951.179 | 139.709 | 622.842 | 0 | 271.564 | 1034.11 | 762.551 | 4.82 | 1.47 | 3.15 | 17.73 | 0 | 0 | 0 | 0 | 9.4 | 28.82 | 50.34 | 1.88 | 117.61 | 27.17 | 0 | 0.35749 | 0.089726 | 0 | 0 | 0 | 0 | 0 | 0.53989 | 0.6386 | 1.8235 | 0.073953 | 3.5231 | 0.44721 | 94.6762 | 70.7309 | 785.772 | 549.189 | -21243.5 | 2033.7 | 5213.58 | 12062 | 433.914 | 0.00092769 | 1500.37 | 139.709 | 658.824 | 271.564 | 1070.1 | 798.533 | 4.82 | 1.47 | 3.15 | 20.96 | -69.17 | 9.4 | 28.82 | 50.34 | 1.88 | 51.67 | 30.4 | 0 | 0.35749 | 0.089726 | 0.065314 | 0 | 0.53989 | 0.6386 | 1.8235 | 0.073953 | 3.5884 | 0.51253 | BEMCmpMgr 2019.0.11 Alpha (1276) | CSE19 0.860.0 EXE | MPCBECC | Natural Gas | 0.065314 | 0.065314 | -127.6 | 10.6 | 94.6762 | 70.7309 | 785.772 | 0 | 0 | 0 | 0 | 0 | 2033.7 | 5213.58 | 12062 | 433.914 | 20694.3 | 139.709 | 622.842 | 0 | 271.564 | 1034.11 | 4.82 | 1.47 | 3.15 | 17.73 | 0 | 0 | 0 | 0 | 9.4 | 28.82 | 50.34 | 1.88 | 117.61 | 0 | 0.35749 | 0.089726 | 0 | 0 | 0 | 0 | 0 | 0.53989 | 0.6386 | 1.8235 | 0.073953 | 3.5231 | 842.376 | 75.379 | 785.772 | 0 | 5894.96 | 6547.68 | 10697.7 | 540.499 | 25384.4 | 701.021 | 1073.33 | 291.124 | 2065.47 | 25.0215 | 1.98 | 3.15 | 65.0213 | 27.51 | 41.25 | 44.98 | 2.64 | 211.553 | 25.24 | 1.98 | 3.15 | 30.56 | 27.51 | 34.76 | 44.98 | 2.64 | 170.82 | 0 | 0.48875 | 0.089726 | 0 | 1.7213 | 0.80892 | 1.7518 | 0.11433 | 4.9749 | 55.6 | 0 | 55.6 | 57.1 | 32.7 | 24.4 | 4.98 | 22.19 | 7.2 | 23.2 | 4.98 | 22.19 | 8.3 | 86.8728 | [5 empty] | 21249.8 | 13.4584 | 0 | 0 | 9.7 | 1.28 | 1.95 | 6.77 |  |  | 19.3426 | 17.6194 | 156.784 | 0 | 0 | 0 | 0 | 0 | 441.303 | 1017.81 | 2466.05 | 95.0332 | 4213.94 | 741.442 | 3305.44 | 0 | 1441.2 | 5488.08 | 19.3426 | 17.6194 | 156.784 | 106.866 | -3228.53 | 441.303 | 1017.81 | 2466.05 | 95.0332 | 1092.28 | 741.442 | 3496.4 | 1441.2 | 5679.04 | 177.294 | 19.374 | 156.784 | 0 | 1278.61 | 1315.06 | 2209.01 | 129.849 | 5285.98 | 3720.34 | 5696.2 | 1545 | 10961.5 | [17 empty] | -21262.7 | -69.12 | 0 | 25.24 | 1.98 | 3.15 | 0 | 30.58 | 27.51 | 34.76 | 44.98 | 2.64 | 170.84
2019-04-04 10:40 | RIBD\ED9\ED9_CZ04_2100_ELEC.RIBD19 | v30 04 S21 G20 M02 | 4 | 1 | 2100 | Proposed and Standard | FAIL | -13.64 | -6.8 | -28.9 | 60.8 | 1732.77 | 3.982 | 198.157 | 2713.45 | 0 | 0 | 0 | 0 | 505.557 | 1977.26 | 2025.88 | 119.621 | 9276.68 | 4648.36 | 0 | 0 | 0 | 0 | 0 | 0 | 20.82 | 0.49 | 2.62 | 34.63 | 0 | 0 | 0 | 0 | 7.54 | 26.64 | 27.7 | 1.66 | 122.1 | 58.56 | 0 | 0.023947 | 0.022627 | 0.29192 | 0 | 0 | 0 | 0 | 0.13421 | 0.28699 | 0.30364 | 0.020387 | 1.0837 | 0.3385 | 2040.93 | 8.1398 | 198.157 | 1236.82 | -3977.13 | 505.557 | 1972.08 | 2025.88 | 119.621 | 4130.06 | 3484.05 | 0 | 0 | 0 | 0 | 0 | 24.53 | 1.78 | 2.62 | 15.99 | -44.41 | 7.54 | 26.57 | 27.7 | 1.66 | 63.98 | 44.92 | 0 | 0.080614 | 0.022627 | 0.12112 | 0 | 0.13421 | 0.28609 | 0.30364 | 0.020387 | 0.96869 | 0.22436 | BEMCmpMgr 2019.0.11 Alpha (1276) | CSE19 0.860.0 EXE | MPCBECC | Propane | -0.11504 | -0.11413 | -90.8 | -30.4 | 1732.77 | 3.982 | 198.157 | 2713.45 | 0 | 0 | 0 | 0 | 505.557 | 1977.26 | 2025.88 | 119.621 | 9276.68 | 0 | 0 | 0 | 0 | 0 | 20.82 | 0.49 | 2.62 | 34.63 | 0 | 0 | 0 | 0 | 7.54 | 26.64 | 27.7 | 1.66 | 122.1 | 0 | 0.023947 | 0.022627 | 0.29192 | 0 | 0 | 0 | 0 | 0.13421 | 0.28699 | 0.30364 | 0.020387 | 1.0837 | 3503.5 | 151.825 | 198.157 | 2834.25 | 2135 | 2349 | 2531 | 297.5 | 14000.2 | 0 | 0 | 0 | 0 | 42.06 | 16.41 | 2.62 | 36.12 | 32.3 | 32.07 | 35 | 4.18 | 200.76 | 42.06 | 16.41 | 2.62 | 36.12 | 32.3 | 32.07 | 35 | 4.18 | 200.76 | 0 | 0.83183 | 0.022627 | 0.2982 | 0.62343 | 0.35042 | 0.41447 | 0.06293 | 2.6039 | 60.8 | 0 | 60.8 | 54 | 22.1 | 31.9 | 58.56 | 0 | 44.92 | 0 | 58.56 | 0 | 97.21 | 0 | [5 empty] | 3978.29 | 2.4698 | 0 | 0 | 1.86 | 0.32 | 0.29 | 1.02 |  |  | 369.199 | 1.0582 | 39.538 | 522.988 | 0 | 0 | 0 | 0 | 109.703 | 372.876 | 413.965 | 26.1987 | 1855.53 | 0 | 0 | 0 | 0 | 0 | 436.273 | 2.1764 | 39.538 | 230.56 | -607.096 | 109.703 | 371.877 | 413.965 | 26.1987 | 1023.2 | 0 | 0 | 0 | 0 | 740.355 | 38.9823 | 39.538 | 545.88 | 463.08 | 480.24 | 522.633 | 71.4714 | 2902.18 | 0 | 0 | 0 | 0 | [17 empty] | -3976.1 | -44.29 | 0 | 42.02 | 16.4 | 2.61 | 0 | 39.69 | 32.3 | 32.07 | 35 | 4.18 | 204.27
2019-04-04 10:40 | RIBD\ED9\ED9_CZ04_2100_NGAS.RIBD19 | v30 04 S21 G20 M01 | 4 | 1 | 2100 | Proposed and Standard | FAIL | 1.1 | 0.6 | -21.4 | 44 | 116.605 | 4.0597 | 198.157 | 0 | 0 | 0 | 0 | 0 | 505.557 | 925.56 | 2025.88 | 119.621 | 3895.44 | 318.821 | 172.078 | 115.617 | 0 | 42.7925 | 330.488 | 287.695 | 19.34 | 0.49 | 2.62 | 10.96 | 0 | 0 | 0 | 0 | 7.54 | 16.55 | 27.7 | 1.66 | 86.86 | 33.41 | 0 | 0.023994 | 0.022627 | 0 | 0 | 0 | 0 | 0 | 0.13421 | 0.13958 | 0.30364 | 0.020387 | 0.64444 | 0.046621 | 115.468 | 4.0204 | 198.157 | 85.2288 | -3979.5 | 505.557 | 925.568 | 2025.88 | 119.621 | 0.00051831 | 402.874 | 170.401 | 117.038 | 42.7925 | 330.232 | 287.439 | 19.16 | 0.49 | 2.62 | 12.24 | -43.47 | 7.54 | 16.55 | 27.7 | 1.66 | 44.49 | 34.51 | 0 | 0.023994 | 0.022627 | 0.014324 | 0 | 0.13421 | 0.13956 | 0.30364 | 0.020387 | 0.65875 | 0.060945 | BEMCmpMgr 2019.0.11 Alpha (1276) | CSE19 0.860.0 EXE | MPCBECC | Natural Gas | 0.01431 | 0.014324 | -95.2 | 3.2 | 116.605 | 4.0597 | 198.157 | 0 | 0 | 0 | 0 | 0 | 505.557 | 925.56 | 2025.88 | 119.621 | 3895.44 | 172.078 | 115.617 | 0 | 42.7925 | 330.488 | 19.34 | 0.49 | 2.62 | 10.96 | 0 | 0 | 0 | 0 | 7.54 | 16.55 | 27.7 | 1.66 | 86.86 | 0 | 0.023994 | 0.022627 | 0 | 0 | 0 | 0 | 0 | 0.13421 | 0.13958 | 0.30364 | 0.020387 | 0.64444 | 392.739 | 163.19 | 198.157 | 0 | 2135 | 930.001 | 2637.81 | 297.5 | 6754.4 | 326.855 | 170.547 | 65.4 | 562.802 | 41.7861 | 17.24 | 2.62 | 39.4146 | 32.3 | 23.2295 | 36.48 | 4.18 | 197.25 | 38.82 | 17.24 | 2.62 | 16.16 | 32.3 | 18.59 | 36.48 | 4.18 | 166.39 | 0 | 0.88136 | 0.022627 | 0 | 0.62343 | 0.11804 | 0.43196 | 0.06293 | 2.1404 | 44 | 0 | 44 | 44.6 | 22 | 22.6 | 4.51 | 28.9 | 5.66 | 28.85 | 4.51 | 28.9 | 24.57 | 76.4907 | [5 empty] | 3980.67 | 2.4712 | 0 | 0 | 2.55 | 0.24 | 0.37 | 1.96 |  |  | 23.812 | 1.0779 | 39.538 | 0 | 0 | 0 | 0 | 0 | 109.703 | 182.036 | 413.965 | 26.1987 | 796.331 | 913.224 | 613.585 | 0 | 227.101 | 1753.91 | 23.5834 | 1.0683 | 39.538 | 16.6741 | -607.458 | 109.703 | 182.037 | 413.965 | 26.1987 | 205.31 | 904.325 | 621.123 | 227.101 | 1752.55 | 82.2312 | 41.819 | 39.538 | 0 | 463.08 | 187.226 | 544.689 | 71.4714 | 1430.06 | 1734.63 | 905.098 | 347.08 | 2986.81 | [17 empty] | -3977.88 | -43.42 | 0 | 38.78 | 17.23 | 2.61 | 0 | 16.04 | 32.3 | 18.59 | 36.48 | 4.18 | 166.21
2019-04-04 10:40 | RIBD\ED9\ED9_CZ04_2700_ELEC.RIBD19 | v30 04 S27 G20 M02 | 4 | 1 | 2700 | Proposed and Standard | FAIL | -15.24 | -8 | -29 | 59.9 | 1941.01 | 41.3764 | 246.511 | 3039.4 | 0 | 0 | 0 | 0 | 615.745 | 2233.29 | 2371.31 | 151.515 | 10640.2 | 5268.3 | 0 | 0 | 0 | 0 | 0 | 0 | 18.14 | 5.06 | 2.53 | 30.9 | 0 | 0 | 0 | 0 | 7.14 | 25.17 | 25.21 | 1.64 | 115.79 | 56.63 | 0 | 0.31001 | 0.028149 | 0.42514 | 0 | 0 | 0 | 0 | 0.16346 | 0.47486 | 0.35412 | 0.025823 | 1.7816 | 0.7633 | 2222.53 | 40.4305 | 246.511 | 1342.1 | -4682.15 | 615.745 | 2224.99 | 2371.31 | 151.515 | 4532.98 | 3851.57 | 0 | 0 | 0 | 0 | 0 | 20.78 | 5.09 | 2.53 | 12.99 | -40.66 | 7.14 | 25.08 | 25.21 | 1.64 | 59.8 | 41.39 | 0 | 0.31197 | 0.028149 | 0.12405 | 0 | 0.16346 | 0.47409 | 0.35412 | 0.025823 | 1.4817 | 0.46417 | BEMCmpMgr 2019.0.11 Alpha (1276) | CSE19 0.860.0 EXE | MPCBECC | Propane | -0.2999 | -0.29913 | -93.6 | -36.8 | 1941.01 | 41.3764 | 246.511 | 3039.4 | 0 | 0 | 0 | 0 | 615.745 | 2233.29 | 2371.31 | 151.515 | 10640.2 | 0 | 0 | 0 | 0 | 0 | 18.14 | 5.06 | 2.53 | 30.9 | 0 | 0 | 0 | 0 | 7.14 | 25.17 | 25.21 | 1.64 | 115.79 | 0 | 0.31001 | 0.028149 | 0.42514 | 0 | 0 | 0 | 0 | 0.16346 | 0.47486 | 0.35412 | 0.025823 | 1.7816 | 4464.82 | 331.407 | 246.511 | 3161.06 | 2615 | 2596 | 3146.01 | 327.5 | 16888.3 | 0 | 0 | 0 | 0 | 41.7 | 21.85 | 2.53 | 31.56 | 30.77 | 27.59 | 33.84 | 3.58 | 193.42 | 41.7 | 21.85 | 2.53 | 31.56 | 30.77 | 27.59 | 33.84 | 3.58 | 193.42 | 0 | 1.5233 | 0.028149 | 0.43344 | 0.76359 | 0.38997 | 0.51519 | 0.069276 | 3.7229 | 59.9 | 0 | 59.9 | 51.9 | 21 | 30.9 | 56.63 | 0 | 41.39 | 0 | 56.63 | 0 | 97.64 | 0 | [5 empty] | 4683.52 | 2.9076 | 0 | 0 | 2.15 | 0.38 | 0.34 | 1.16 |  |  | 415.286 | 11.1409 | 49.1861 | 590.894 | 0 | 0 | 0 | 0 | 133.613 | 430.759 | 484.438 | 33.1839 | 2148.5 | 0 | 0 | 0 | 0 | 0 | 476.55 | 10.8939 | 49.1861 | 258.939 | -714.715 | 133.613 | 429.16 | 484.438 | 33.1839 | 1161.25 | 0 | 0 | 0 | 0 | 947.737 | 83.2623 | 49.1861 | 613.475 | 567.192 | 531.119 | 649.628 | 78.6786 | 3520.28 | 0 | 0 | 0 | 0 | [17 empty] | -4687.14 | -40.63 | 0 | 41.65 | 21.84 | 2.52 | 0 | 32.65 | 30.77 | 27.59 | 33.84 | 3.58 | 194.44
2019-04-04 10:40 | RIBD\ED9\ED9_CZ04_2700_NGAS.RIBD19 | v30 04 S27 G20 M01 | 4 | 1 | 2700 | Proposed and Standard | FAIL | 0.5 | 0.3 | -20.8 | 43.9 | 127.294 | 42.4157 | 246.511 | 0 | 0 | 0 | 0 | 0 | 615.745 | 1045.25 | 2371.31 | 151.515 | 4600.04 | 416.221 | 187.853 | 130.314 | 0 | 48.2342 | 366.401 | 318.167 | 16.46 | 5.17 | 2.53 | 9.58 | 0 | 0 | 0 | 0 | 7.14 | 14.97 | 25.21 | 1.64 | 82.7 | 33.74 | 0 | 0.31756 | 0.028149 | 0 | 0 | 0 | 0 | 0 | 0.16346 | 0.17628 | 0.35412 | 0.025823 | 1.0654 | 0.34571 | 124.752 | 41.5392 | 246.511 | 87.7514 | -4684.42 | 615.745 | 1045.3 | 2371.31 | 151.515 | 0.00063125 | 500.554 | 184.102 | 129.799 | 48.2342 | 362.135 | 313.9 | 16.13 | 5.12 | 2.53 | 10.46 | -39.78 | 7.14 | 14.97 | 25.21 | 1.64 | 43.42 | 34.24 | 0 | 0.31346 | 0.028149 | 0.012978 | 0 | 0.16346 | 0.17626 | 0.35412 | 0.025823 | 1.0743 | 0.35459 | BEMCmpMgr 2019.0.11 Alpha (1276) | CSE19 0.860.0 EXE | MPCBECC | Natural Gas | 0.0088608 | 0.0088774 | -90.5 | 1.5 | 127.294 | 42.4157 | 246.511 | 0 | 0 | 0 | 0 | 0 | 615.745 | 1045.25 | 2371.31 | 151.515 | 4600.04 | 187.853 | 130.314 | 0 | 48.2342 | 366.401 | 16.46 | 5.17 | 2.53 | 9.58 | 0 | 0 | 0 | 0 | 7.14 | 14.97 | 25.21 | 1.64 | 82.7 | 0 | 0.31756 | 0.028149 | 0 | 0 | 0 | 0 | 0 | 0.16346 | 0.17628 | 0.35412 | 0.025823 | 1.0654 | 497.171 | 346.989 | 246.511 | 0 | 2615 | 989.001 | 3267.2 | 327.5 | 8289.37 | 413.768 | 184.181 | 73.4 | 671.349 | 41.14 | 22.45 | 2.53 | 33.0244 | 30.77 | 19.7211 | 35.14 | 3.58 | 188.355 | 38.22 | 22.45 | 2.53 | 13.54 | 30.77 | 15.67 | 35.14 | 3.58 | 161.9 | 0 | 1.5769 | 0.028149 | 0 | 0.76359 | 0.12681 | 0.53503 | 0.069276 | 3.0998 | 43.9 | 0 | 43.9 | 44.2 | 21.1 | 23.1 | 8.89 | 24.85 | 9.75 | 24.49 | 8.89 | 24.85 | 29.62 | 69.5244 | [5 empty] | 4685.8 | 2.909 | 0 | 0 | 2.89 | 0.28 | 0.44 | 2.17 |  |  | 26.1548 | 11.4203 | 49.1861 | 0 | 0 | 0 | 0 | 0 | 133.613 | 207.569 | 484.438 | 33.1839 | 945.566 | 996.939 | 691.583 | 0 | 255.98 | 1944.5 | 25.6427 | 11.1869 | 49.1861 | 17.1879 | -715.062 | 133.613 | 207.58 | 484.438 | 33.1839 | 246.956 | 977.034 | 688.846 | 255.98 | 1921.86 | 104.671 | 87.082 | 49.1861 | 0 | 567.192 | 199.284 | 674.652 | 78.6786 | 1760.75 | 2195.88 | 977.455 | 389.536 | 3562.87 | [17 empty] | -4688.91 | -39.81 | 0 | 38.16 | 22.44 | 2.52 | 0 | 13.44 | 30.77 | 15.67 | 35.14 | 3.58 | 161.72
2019-04-04 10:40 | RIBD\ED9\ED9_CZ04_6960_ELEC.RIBD19 | v30 04 S69 G15 M02 | 4 | 8 | 6960 | Proposed and Standard | FAIL | -32.48 | -12.8 | -42 | 74 | 2489.51 | 578.52 | 785.772 | 14233.7 | 0 | 0 | 0 | 0 | 2033.7 | 11923.4 | 12062 | 433.914 | 44540.5 | 18087.5 | 0 | 0 | 0 | 0 | 0 | 0 | 9.03 | 11.89 | 3.13 | 55.49 | 0 | 0 | 0 | 0 | 9.15 | 48.4 | 49.82 | 1.82 | 188.73 | 79.54 | 0 | 2.2561 | 0.089726 | 1.1012 | 0 | 0 | 0 | 0 | 0.53989 | 1.4309 | 1.8235 | 0.073953 | 7.3152 | 3.447 | 3827.85 | 397.22 | 785.772 | 5650.18 | -21845.6 | 2033.7 | 11875.9 | 12062 | 433.914 | 15220.9 | 10661 | 0 | 0 | 0 | 0 | 0 | 13.84 | 8.81 | 3.13 | 21.28 | -74.53 | 9.15 | 48.21 | 49.82 | 1.82 | 81.53 | 47.06 | 0 | 1.6403 | 0.089726 | 0.33447 | 0 | 0.53989 | 1.4246 | 1.8235 | 0.073953 | 5.9264 | 2.0645 | BEMCmpMgr 2019.0.11 Alpha (1276) | CSE19 0.860.0 EXE | MPCBECC | Propane | -1.3888 | -1.3825 | -131.5 | -69 | 2489.51 | 578.52 | 785.772 | 14233.7 | 0 | 0 | 0 | 0 | 2033.7 | 11923.4 | 12062 | 433.914 | 44540.5 | 0 | 0 | 0 | 0 | 0 | 9.03 | 11.89 | 3.13 | 55.49 | 0 | 0 | 0 | 0 | 9.15 | 48.4 | 49.82 | 1.82 | 188.73 | 0 | 2.2561 | 0.089726 | 1.1012 | 0 | 0 | 0 | 0 | 0.53989 | 1.4309 | 1.8235 | 0.073953 | 7.3152 | 7335.66 | 1924.36 | 785.772 | 15057.2 | 5894.96 | 15077.5 | 10697.7 | 540.499 | 57313.7 | 0 | 0 | 0 | 0 | 26.58 | 31 | 3.13 | 58.61 | 26.91 | 61.94 | 44.64 | 2.29 | 255.1 | 26.58 | 31 | 3.13 | 58.61 | 26.91 | 61.94 | 44.64 | 2.29 | 255.1 | 0 | 5.4577 | 0.089726 | 1.113 | 1.7213 | 2.2058 | 1.7518 | 0.11433 | 12.4537 | 74 | 0 | 74 | 61.2 | 29.2 | 32 | 79.54 | 0 | 47.06 | 0 | 79.54 | 0 | 119.32 | 0 | [5 empty] | 21852 | 13.5659 | 0 | 0 | 8.75 | 2.06 | 1.28 | 3.99 |  |  | 530.051 | 146.756 | 156.784 | 2696.73 | 0 | 0 | 0 | 0 | 441.303 | 2220.53 | 2466.05 | 95.0332 | 8753.24 | 0 | 0 | 0 | 0 | 0 | 791.479 | 101.153 | 156.784 | 1063.78 | -3334.65 | 441.303 | 2210.9 | 2466.05 | 95.0332 | 3991.83 | 0 | 0 | 0 | 0 | 1557.11 | 466.998 | 156.784 | 2865.34 | 1278.61 | 3076.41 | 2209.01 | 129.849 | 11740.1 | 0 | 0 | 0 | 0 | [17 empty] | -21863.7 | -74.07 | 0 | 26.6 | 31.01 | 3.13 | 0 | 60.24 | 26.91 | 61.94 | 44.64 | 2.29 | 256.76
2019-04-04 10:40 | RIBD\ED9\ED9_CZ04_6960_NGAS.RIBD19 | v30 04 S69 G15 M01 | 4 | 8 | 6960 | Proposed and Standard | FAIL | 3.33 | 1.4 | -29.3 | 54.5 | 118.139 | 568.032 | 785.772 | 0 | 0 | 0 | 0 | 0 | 2033.7 | 5298.15 | 12062 | 433.914 | 21299.7 | 1471.94 | 174.342 | 593.704 | 0 | 271.564 | 1039.61 | 768.046 | 5.96 | 11.82 | 3.13 | 16.96 | 0 | 0 | 0 | 0 | 9.15 | 29.27 | 49.82 | 1.82 | 127.93 | 37.87 | 0 | 2.2232 | 0.089726 | 0 | 0 | 0 | 0 | 0 | 0.53989 | 0.66639 | 1.8235 | 0.073953 | 5.4167 | 2.313 | 118.139 | 568.032 | 785.772 | 549.182 | -21848.9 | 2033.7 | 5298.15 | 12062 | 433.914 | -0.0010287 | 2021.12 | 174.342 | 634.032 | 271.564 | 1079.94 | 808.374 | 5.96 | 11.82 | 3.13 | 20.29 | -72.1 | 9.15 | 29.27 | 49.82 | 1.82 | 59.16 | 41.2 | 0 | 2.2232 | 0.089726 | 0.065314 | 0 | 0.53989 | 0.66639 | 1.8235 | 0.073953 | 5.482 | 2.3783 | BEMCmpMgr 2019.0.11 Alpha (1276) | CSE19 0.860.0 EXE | MPCBECC | Natural Gas | 0.065314 | 0.065314 | -116.2 | 8.1 | 118.139 | 568.032 | 785.772 | 0 | 0 | 0 | 0 | 0 | 2033.7 | 5298.15 | 12062 | 433.914 | 21299.7 | 174.342 | 593.704 | 0 | 271.564 | 1039.61 | 5.96 | 11.82 | 3.13 | 16.96 | 0 | 0 | 0 | 0 | 9.15 | 29.27 | 49.82 | 1.82 | 127.93 | 0 | 2.2232 | 0.089726 | 0 | 0 | 0 | 0 | 0 | 0.53989 | 0.66639 | 1.8235 | 0.073953 | 5.4167 | 803.607 | 1807.1 | 785.772 | 0 | 5894.96 | 6547.68 | 10697.7 | 540.499 | 27077.4 | 668.798 | 1042.94 | 291.124 | 2002.86 | 26.3989 | 29.63 | 3.13 | 60.7755 | 26.91 | 41.09 | 44.64 | 2.29 | 234.864 | 24.05 | 29.63 | 3.13 | 29.78 | 26.91 | 34.6 | 44.64 | 2.29 | 195.03 | 0 | 5.2022 | 0.089726 | 0 | 1.7213 | 0.80892 | 1.7518 | 0.11433 | 9.6884 | 54.5 | 0 | 54.5 | 55.9 | 30.7 | 25.2 | 15.38 | 22.49 | 17.59 | 23.61 | 15.38 | 22.49 | 35.67 | 84.2644 | [5 empty] | 21855.3 | 13.5679 | 0 | 0 | 9.88 | 1.33 | 2 | 6.87 |  |  | 24.1313 | 144.105 | 156.784 | 0 | 0 | 0 | 0 | 0 | 441.303 | 1036.61 | 2466.05 | 95.0332 | 4364.02 | 925.238 | 3150.81 | 0 | 1441.2 | 5517.24 | 24.1313 | 144.105 | 156.784 | 106.865 | -3335.16 | 441.303 | 1036.61 | 2466.05 | 95.0332 | 1135.73 | 925.238 | 3364.83 | 1441.2 | 5731.27 | 169.155 | 438.861 | 156.784 | 0 | 1278.61 | 1315.06 | 2209.01 | 129.849 | 5697.33 | 3549.33 | 5534.9 | 1545 | 10629.2 | [17 empty] | -21867.2 | -72.04 | 0 | 24.05 | 29.63 | 3.13 | 0 | 29.81 | 26.91 | 34.6 | 44.64 | 2.29 | 195.06
2019-04-04 10:40 | RIBD\ED9\ED9_CZ05_2100_ELEC.RIBD19 | v30 05 S21 G20 M02 | 5 | 1 | 2100 | Proposed and Standard | FAIL | -17.53 | -8.9 | -30.8 | 65.2 | 1772.92 | 0 | 196.588 | 2911.92 | 0 | 0 | 0 | 0 | 505.557 | 1953.51 | 2025.88 | 119.621 | 9485.99 | 4881.42 | 0 | 0 | 0 | 0 | 0 | 0 | 21.86 | 0 | 2.61 | 40.57 | 0 | 0 | 0 | 0 | 7.75 | 26.82 | 28 | 1.71 | 129.32 | 65.04 | 0 | 0 | 0.022448 | 0.4199 | 0 | 0 | 0 | 0 | 0.13421 | 0.27825 | 0.30364 | 0.020387 | 1.1788 | 0.44234 | 2151.72 | 0 | 196.588 | 1410.31 | -3942.38 | 505.557 | 1948.4 | 2025.88 | 119.621 | 4415.69 | 3758.62 | 0 | 0 | 0 | 0 | 0 | 26.47 | 0 | 2.61 | 18.43 | -43.55 | 7.75 | 26.76 | 28 | 1.71 | 68.18 | 47.51 | 0 | 0 | 0.022448 | 0.10311 | 0 | 0.13421 | 0.27762 | 0.30364 | 0.020387 | 0.86142 | 0.12556 | BEMCmpMgr 2019.0.11 Alpha (1276) | CSE19 0.860.0 EXE | MPCBECC | Propane | -0.31742 | -0.31679 | -89.7 | -36.9 | 1772.92 | 0 | 196.588 | 2911.92 | 0 | 0 | 0 | 0 | 505.557 | 1953.51 | 2025.88 | 119.621 | 9485.99 | 0 | 0 | 0 | 0 | 0 | 21.86 | 0 | 2.61 | 40.57 | 0 | 0 | 0 | 0 | 7.75 | 26.82 | 28 | 1.71 | 129.32 | 0 | 0 | 0.022448 | 0.4199 | 0 | 0 | 0 | 0 | 0.13421 | 0.27825 | 0.30364 | 0.020387 | 1.1788 | 3892.04 | 0 | 196.588 | 3041.82 | 2135 | 2349 | 2531 | 297.5 | 14443 | 0 | 0 | 0 | 0 | 48.25 | 0 | 2.61 | 42.58 | 32.87 | 32.26 | 35.23 | 4.54 | 198.34 | 48.25 | 0 | 2.61 | 42.58 | 32.87 | 32.26 | 35.23 | 4.54 | 198.34 | 5.9493e-15 | 0 | 0.022448 | 0.47156 | 0.62343 | 0.35042 | 0.41447 | 0.06293 | 1.9452 | 65.2 | 0 | 65.2 | 56.3 | 21.9 | 34.4 | 65.04 | 0 | 47.51 | 0 | 65.04 | 0 | 93.44 | 0 | [5 empty] | 3943.54 | 2.3438 | 0 | 0 | 1.9 | 0.32 | 0.28 | 1.09 |  |  | 382.964 | 0 | 39.2251 | 562.32 | 0 | 0 | 0 | 0 | 109.703 | 367.729 | 413.965 | 26.1987 | 1902.1 | 0 | 0 | 0 | 0 | 0 | 465.749 | 0 | 39.2251 | 267.272 | -601.832 | 109.703 | 366.746 | 413.965 | 26.1987 | 1087.03 | 0 | 0 | 0 | 0 | 828.704 | 0 | 39.2251 | 586.302 | 463.08 | 480.24 | 522.633 | 71.4714 | 2991.66 | 0 | 0 | 0 | 0 | [17 empty] | -3941.85 | -43.43 | 0 | 48.23 | 0 | 2.61 | 0 | 43.42 | 32.87 | 32.26 | 35.23 | 4.54 | 199.16
2019-04-04 10:40 | RIBD\ED9\ED9_CZ05_2100_NGAS.RIBD19 | v30 05 S21 G20 M01 | 5 | 1 | 2100 | Proposed and Standard | FAIL | 0.97 | 0.5 | -21.7 | 45.1 | 112.021 | 0 | 196.588 | 0 | 0 | 0 | 0 | 0 | 505.557 | 901.084 | 2025.88 | 119.621 | 3860.75 | 308.609 | 165.323 | 124.132 | 0 | 42.7925 | 332.247 | 289.455 | 18.41 | 0 | 2.61 | 11.71 | 0 | 0 | 0 | 0 | 7.75 | 16.41 | 28 | 1.71 | 86.6 | 32.73 | 0 | 0 | 0.022448 | 0 | 0 | 0 | 0 | 0 | 0.13421 | 0.1308 | 0.30364 | 0.020387 | 0.61149 | 0.022448 | 110.7 | 0 | 196.588 | 85.2323 | -3944.76 | 505.557 | 901.178 | 2025.88 | 119.621 | -9.2907e-05 | 392.521 | 163.373 | 124.283 | 42.7925 | 330.448 | 287.656 | 18.19 | 0 | 2.61 | 12.9 | -42.58 | 7.75 | 16.42 | 28 | 1.71 | 45 | 33.7 | 0 | 0 | 0.022448 | 0.014324 | 0 | 0.13421 | 0.13081 | 0.30364 | 0.020387 | 0.62583 | 0.036773 | BEMCmpMgr 2019.0.11 Alpha (1276) | CSE19 0.860.0 EXE | MPCBECC | Natural Gas | 0.014337 | 0.014324 | -92.4 | 2.9 | 112.021 | 0 | 196.588 | 0 | 0 | 0 | 0 | 0 | 505.557 | 901.084 | 2025.88 | 119.621 | 3860.75 | 165.323 | 124.132 | 0 | 42.7925 | 332.247 | 18.41 | 0 | 2.61 | 11.71 | 0 | 0 | 0 | 0 | 7.75 | 16.41 | 28 | 1.71 | 86.6 | 0 | 0 | 0.022448 | 0 | 0 | 0 | 0 | 0 | 0.13421 | 0.1308 | 0.30364 | 0.020387 | 0.61149 | 453.672 | 0 | 196.588 | 0 | 2135 | 930.001 | 2637.81 | 297.5 | 6650.57 | 377.587 | 178.777 | 65.4 | 621.764 | 47.7509 | 0 | 2.61 | 44.3947 | 32.87 | 23.2995 | 36.72 | 4.54 | 192.185 | 43.96 | 0 | 2.61 | 16.87 | 32.87 | 18.66 | 36.72 | 4.54 | 156.23 | 6.8743e-16 | 0 | 0.022448 | 0 | 0.62343 | 0.11804 | 0.43196 | 0.06293 | 1.2588 | 45.1 | 0 | 45.1 | 45.6 | 22.2 | 23.4 | 4.03 | 28.7 | 5.19 | 28.51 | 4.03 | 28.7 | 8.24 | 86.5156 | [5 empty] | 3945.92 | 2.3452 | 0 | 0 | 2.55 | 0.24 | 0.37 | 1.96 |  |  | 23.5871 | 0 | 39.2251 | 0 | 0 | 0 | 0 | 0 | 109.703 | 176.747 | 413.965 | 26.1987 | 789.426 | 877.372 | 658.773 | 0 | 227.101 | 1763.25 | 23.3148 | 0 | 39.2251 | 16.6745 | -602.194 | 109.703 | 176.766 | 413.965 | 26.1987 | 203.654 | 867.028 | 659.571 | 227.101 | 1753.7 | 95.6273 | 0 | 39.2251 | 0 | 463.08 | 187.226 | 544.689 | 71.4714 | 1401.32 | 2003.87 | 948.777 | 347.08 | 3299.72 | [17 empty] | -3943.63 | -42.54 | 0 | 43.94 | 0 | 2.61 | 0 | 16.74 | 32.87 | 18.66 | 36.72 | 4.54 | 156.08
2019-04-04 10:39 | RIBD\ED9\ED9_CZ05_2700_ELEC.RIBD19 | v30 05 S27 G20 M02 | 5 | 1 | 2700 | Proposed and Standard | FAIL | -17.01 | -9.4 | -31 | 62.1 | 1675.86 | 0 | 242.812 | 3269.35 | 0 | 0 | 0 | 0 | 615.745 | 2207 | 2371.31 | 151.515 | 10533.6 | 5188.03 | 0 | 0 | 0 | 0 | 0 | 0 | 15.99 | 0 | 2.51 | 36.01 | 0 | 0 | 0 | 0 | 7.34 | 24.25 | 25.48 | 1.68 | 113.26 | 54.51 | 0 | 0 | 0.027726 | 0.58278 | 0 | 0 | 0 | 0 | 0.16346 | 0.46497 | 0.35412 | 0.025823 | 1.6189 | 0.6105 | 1941.3 | 0 | 242.812 | 1576.75 | -4584.64 | 615.745 | 2198.84 | 2371.31 | 151.515 | 4513.63 | 3760.86 | 0 | 0 | 0 | 0 | 0 | 18.49 | 0 | 2.51 | 16.5 | -39.36 | 7.34 | 24.17 | 25.48 | 1.68 | 56.81 | 37.5 | 0 | 0 | 0.027726 | 0.17789 | 0 | 0.16346 | 0.46398 | 0.35412 | 0.025823 | 1.213 | 0.20562 | BEMCmpMgr 2019.0.11 Alpha (1276) | CSE19 0.860.0 EXE | MPCBECC | Propane | -0.40587 | -0.40488 | -99.4 | -45.4 | 1675.86 | 0 | 242.812 | 3269.35 | 0 | 0 | 0 | 0 | 615.745 | 2207 | 2371.31 | 151.515 | 10533.6 | 0 | 0 | 0 | 0 | 0 | 15.99 | 0 | 2.51 | 36.01 | 0 | 0 | 0 | 0 | 7.34 | 24.25 | 25.48 | 1.68 | 113.26 | 0 | 0 | 0.027726 | 0.58278 | 0 | 0 | 0 | 0 | 0.16346 | 0.46497 | 0.35412 | 0.025823 | 1.6189 | 4747.42 | 0 | 242.812 | 3398.44 | 2615 | 2596 | 3146.01 | 327.5 | 17073.2 | 0 | 0 | 0 | 0 | 45.57 | 0 | 2.51 | 37.42 | 31.31 | 27.75 | 34.06 | 3.88 | 182.5 | 45.57 | 0 | 2.51 | 37.42 | 31.31 | 27.75 | 34.06 | 3.88 | 182.5 | 5.0296e-15 | 0 | 0.027726 | 0.59983 | 0.76359 | 0.38997 | 0.51519 | 0.069276 | 2.3656 | 62.1 | 0 | 62.1 | 52.7 | 21.6 | 31.1 | 54.51 | 0 | 37.5 | 0 | 54.51 | 0 | 85.5 | 0 | [5 empty] | 4585.98 | 2.7256 | 0 | 0 | 2.13 | 0.38 | 0.32 | 1.15 |  |  | 363.177 | 0 | 48.4481 | 638.511 | 0 | 0 | 0 | 0 | 133.613 | 425.035 | 484.438 | 33.1839 | 2126.41 | 0 | 0 | 0 | 0 | 0 | 421.39 | 0 | 48.4481 | 304.64 | -699.877 | 133.613 | 423.454 | 484.438 | 33.1839 | 1149.29 | 0 | 0 | 0 | 0 | 1015.95 | 0 | 48.4481 | 660.54 | 567.192 | 531.119 | 649.628 | 78.6786 | 3551.56 | 0 | 0 | 0 | 0 | [17 empty] | -4591.95 | -39.36 | 0 | 45.55 | 0 | 2.5 | 0 | 36.76 | 31.31 | 27.75 | 34.06 | 3.88 | 181.81
2019-04-04 10:39 | RIBD\ED9\ED9_CZ05_2700_NGAS.RIBD19 | v30 05 S27 G20 M01 | 5 | 1 | 2700 | Proposed and Standard | FAIL | 0.44 | 0.2 | -21.8 | 42.8 | 101.731 | 0 | 242.812 | 0 | 0 | 0 | 0 | 0 | 615.745 | 1018.58 | 2371.31 | 151.515 | 4501.69 | 344.543 | 150.136 | 140.297 | 0 | 48.2342 | 338.667 | 290.433 | 13.03 | 0 | 2.51 | 10.27 | 0 | 0 | 0 | 0 | 7.34 | 14.49 | 25.48 | 1.68 | 74.8 | 25.81 | 0 | 0 | 0.027726 | 0 | 0 | 0 | 0 | 0 | 0.16346 | 0.16636 | 0.35412 | 0.025823 | 0.73749 | 0.027726 | 98.919 | 0 | 242.812 | 87.7597 | -4586.92 | 615.745 | 1018.86 | 2371.31 | 151.515 | 0.00051983 | 429.491 | 145.987 | 138.292 | 48.2342 | 332.512 | 284.278 | 12.68 | 0 | 2.51 | 11.06 | -38.5 | 7.34 | 14.5 | 25.48 | 1.68 | 36.75 | 26.25 | 0 | 0 | 0.027726 | 0.012978 | 0 | 0.16346 | 0.1664 | 0.35412 | 0.025823 | 0.7505 | 0.040705 | BEMCmpMgr 2019.0.11 Alpha (1276) | CSE19 0.860.0 EXE | MPCBECC | Natural Gas | 0.013019 | 0.012978 | -103.5 | 1.7 | 101.731 | 0 | 242.812 | 0 | 0 | 0 | 0 | 0 | 615.745 | 1018.58 | 2371.31 | 151.515 | 4501.69 | 150.136 | 140.297 | 0 | 48.2342 | 338.667 | 13.03 | 0 | 2.51 | 10.27 | 0 | 0 | 0 | 0 | 7.34 | 14.49 | 25.48 | 1.68 | 74.8 | 0 | 0 | 0.027726 | 0 | 0 | 0 | 0 | 0 | 0.16346 | 0.16636 | 0.35412 | 0.025823 | 0.73749 | 545.447 | 0 | 242.812 | 0 | 2615 | 989.001 | 3267.2 | 327.5 | 7986.96 | 453.971 | 193.631 | 73.4 | 721.001 | 44.6686 | 0 | 2.51 | 37.2895 | 31.31 | 19.7811 | 35.37 | 3.88 | 174.809 | 41.12 | 0 | 2.51 | 14.17 | 31.31 | 15.73 | 35.37 | 3.88 | 144.09 | 5.6787e-16 | 0 | 0.027726 | 0 | 0.76359 | 0.12681 | 0.53503 | 0.069276 | 1.5224 | 42.8 | 0 | 42.8 | 43 | 22 | 21 | 3.5 | 22.31 | 4.42 | 21.83 | 3.5 | 22.31 | 7.75 | 76.718 | [5 empty] | 4588.26 | 2.727 | 0 | 0 | 2.72 | 0.27 | 0.43 | 2 |  |  | 21.5896 | 0 | 48.4481 | 0 | 0 | 0 | 0 | 0 | 133.613 | 201.782 | 484.438 | 33.1839 | 923.055 | 796.777 | 744.558 | 0 | 255.98 | 1797.32 | 21.0049 | 0 | 48.4481 | 17.1893 | -700.224 | 133.613 | 201.839 | 484.438 | 33.1839 | 239.492 | 774.756 | 733.918 | 255.98 | 1764.65 | 115.637 | 0 | 48.4481 | 0 | 567.192 | 199.284 | 674.652 | 78.6786 | 1683.89 | 2409.24 | 1027.6 | 389.536 | 3826.38 | [17 empty] | -4593.72 | -38.55 | 0 | 41.1 | 0 | 2.5 | 0 | 14.07 | 31.31 | 15.73 | 35.37 | 3.88 | 143.96
2019-04-04 10:40 | RIBD\ED9\ED9_CZ05_6960_ELEC.RIBD19 | v30 05 S69 G15 M02 | 5 | 8 | 6960 | Proposed and Standard | FAIL | -28.32 | -12.2 | -43.1 | 78.2 | 1935.39 | 52.9812 | 785.772 | 15232.6 | 0 | 0 | 0 | 0 | 2033.7 | 11874.9 | 12062 | 433.914 | 44411.2 | 18006.7 | 0 | 0 | 0 | 0 | 0 | 0 | 7.16 | 1.29 | 3.15 | 61.02 | 0 | 0 | 0 | 0 | 9.41 | 47.31 | 50.37 | 1.87 | 181.58 | 72.62 | 0 | 0.28088 | 0.089726 | 1.622 | 0 | 0 | 0 | 0 | 0.53989 | 1.4114 | 1.8235 | 0.073953 | 5.8413 | 1.9926 | 2054.55 | 49.1452 | 785.772 | 8402.44 | -21237 | 2033.7 | 11864.9 | 12062 | 433.914 | 16449.5 | 11291.9 | 0 | 0 | 0 | 0 | 0 | 7.6 | 1.23 | 3.15 | 32.32 | -71.82 | 9.41 | 47.27 | 50.37 | 1.87 | 81.4 | 44.3 | 0 | 0.26423 | 0.089726 | 0.50944 | 0 | 0.53989 | 1.41 | 1.8235 | 0.073953 | 4.7107 | 0.8634 | BEMCmpMgr 2019.0.11 Alpha (1276) | CSE19 0.860.0 EXE | MPCBECC | Propane | -1.1306 | -1.1292 | -123.1 | -63.9 | 1935.39 | 52.9812 | 785.772 | 15232.6 | 0 | 0 | 0 | 0 | 2033.7 | 11874.9 | 12062 | 433.914 | 44411.2 | 0 | 0 | 0 | 0 | 0 | 7.16 | 1.29 | 3.15 | 61.02 | 0 | 0 | 0 | 0 | 9.41 | 47.31 | 50.37 | 1.87 | 181.58 | 0 | 0.28088 | 0.089726 | 1.622 | 0 | 0 | 0 | 0 | 0.53989 | 1.4114 | 1.8235 | 0.073953 | 5.8413 | 7371.22 | 9.0908 | 785.772 | 16121.6 | 5894.96 | 15077.5 | 10697.7 | 540.499 | 56498.5 | 0 | 0 | 0 | 0 | 27.19 | 0.26 | 3.15 | 64.44 | 27.38 | 62.3 | 44.93 | 2.49 | 232.14 | 27.19 | 0.26 | 3.15 | 64.44 | 27.38 | 62.3 | 44.93 | 2.49 | 232.14 | 0 | 0.036329 | 0.089726 | 1.7202 | 1.7213 | 2.2058 | 1.7518 | 0.11433 | 7.6395 | 78.2 | 0 | 78.2 | 66 | 30.9 | 35.1 | 72.62 | 0 | 44.3 | 0 | 72.62 | 0 | 95.04 | 0 | [5 empty] | 21243.2 | 12.6257 | 0 | 0 | 8.69 | 2.07 | 1.17 | 4.2 |  |  | 418.745 | 13.2545 | 156.784 | 2885.95 | 0 | 0 | 0 | 0 | 441.303 | 2209.32 | 2466.05 | 95.0332 | 8686.44 | 0 | 0 | 0 | 0 | 0 | 444.209 | 12.3325 | 156.784 | 1619.54 | -3241.97 | 441.303 | 2207.33 | 2466.05 | 95.0332 | 4200.62 | 0 | 0 | 0 | 0 | 1582.57 | 2.3874 | 156.784 | 3069.11 | 1278.61 | 3076.41 | 2209.01 | 129.849 | 11504.7 | 0 | 0 | 0 | 0 | [17 empty] | -21254.6 | -71.28 | 0 | 27.19 | 0.26 | 3.15 | 0 | 64.91 | 27.38 | 62.3 | 44.93 | 2.49 | 232.61
2019-04-04 10:40 | RIBD\ED9\ED9_CZ05_6960_NGAS.RIBD19 | v30 05 S69 G15 M01 | 5 | 8 | 6960 | Proposed and Standard | FAIL | 3.16 | 1.5 | -31.4 | 55.5 | 76.6885 | 50.2311 | 785.772 | 0 | 0 | 0 | 0 | 0 | 2033.7 | 5248.79 | 12062 | 433.914 | 20691.1 | 912.691 | 113.178 | 637.432 | 0 | 271.564 | 1022.17 | 750.61 | 3.82 | 1.24 | 3.15 | 18.13 | 0 | 0 | 0 | 0 | 9.41 | 28.88 | 50.37 | 1.87 | 116.87 | 26.34 | 0 | 0.26892 | 0.089726 | 0 | 0 | 0 | 0 | 0 | 0.53989 | 0.64645 | 1.8235 | 0.073953 | 3.4424 | 0.35865 | 76.6885 | 50.2311 | 785.772 | 549.195 | -21240.2 | 2033.7 | 5248.79 | 12062 | 433.914 | -0.00013534 | 1461.89 | 113.178 | 671.237 | 271.564 | 1055.98 | 784.415 | 3.82 | 1.24 | 3.15 | 21.29 | -69.31 | 9.41 | 28.88 | 50.37 | 1.87 | 50.72 | 29.5 | 0 | 0.26892 | 0.089726 | 0.065314 | 0 | 0.53989 | 0.64645 | 1.8235 | 0.073953 | 3.5077 | 0.42396 | BEMCmpMgr 2019.0.11 Alpha (1276) | CSE19 0.860.0 EXE | MPCBECC | Natural Gas | 0.065314 | 0.065314 | -130.4 | 10.7 | 76.6885 | 50.2311 | 785.772 | 0 | 0 | 0 | 0 | 0 | 2033.7 | 5248.79 | 12062 | 433.914 | 20691.1 | 113.178 | 637.432 | 0 | 271.564 | 1022.17 | 3.82 | 1.24 | 3.15 | 18.13 | 0 | 0 | 0 | 0 | 9.41 | 28.88 | 50.37 | 1.87 | 116.87 | 0 | 0.26892 | 0.089726 | 0 | 0 | 0 | 0 | 0 | 0.53989 | 0.64645 | 1.8235 | 0.073953 | 3.4424 | 838.243 | 6.267 | 785.772 | 0 | 5894.96 | 6547.68 | 10697.7 | 540.499 | 25311.2 | 697.662 | 1088.2 | 291.124 | 2076.98 | 26.8482 | 0.18 | 3.15 | 64.4792 | 27.38 | 41.23 | 44.93 | 2.49 | 210.687 | 24.71 | 0.18 | 3.15 | 30.95 | 27.38 | 34.74 | 44.93 | 2.49 | 168.53 | 0 | 0.027637 | 0.089726 | 0 | 1.7213 | 0.80892 | 1.7518 | 0.11433 | 4.5138 | 55.5 | 0 | 55.5 | 57 | 32.9 | 24.1 | 4.67 | 21.67 | 6.88 | 22.62 | 4.67 | 21.67 | 6.42 | 88.2374 | [5 empty] | 21246.5 | 12.6276 | 0 | 0 | 9.64 | 1.31 | 1.93 | 6.68 |  |  | 16.3239 | 12.5767 | 156.784 | 0 | 0 | 0 | 0 | 0 | 441.303 | 1025.32 | 2466.05 | 95.0332 | 4213.39 | 600.641 | 3382.87 | 0 | 1441.2 | 5424.71 | 16.3239 | 12.5767 | 156.784 | 106.867 | -3242.47 | 441.303 | 1025.32 | 2466.05 | 95.0332 | 1077.79 | 600.641 | 3562.28 | 1441.2 | 5604.12 | 178.201 | 1.6998 | 156.784 | 0 | 1278.61 | 1315.06 | 2209.01 | 129.849 | 5269.21 | 3702.51 | 5775.09 | 1545 | 11022.6 | [17 empty] | -21258.1 | -69.24 | 0 | 24.71 | 0.18 | 3.15 | 0 | 30.97 | 27.38 | 34.74 | 44.93 | 2.49 | 168.55
2019-04-04 10:39 | RIBD\ED9\ED9_CZ06_2100_ELEC.RIBD19 | v30 06 S21 G20 M02 | 6 | 1 | 2100 | Proposed and Standard | FAIL | -18.26 | -11.3 | -37.8 | 67.7 | 791.628 | 22.905 | 200.141 | 2592.15 | 0 | 0 | 0 | 0 | 505.557 | 1991.81 | 2025.88 | 119.621 | 8249.69 | 3606.82 | 0 | 0 | 0 | 0 | 0 | 0 | 9.27 | 2.58 | 2.58 | 33.16 | 0 | 0 | 0 | 0 | 7.31 | 25.89 | 27.03 | 1.63 | 109.45 | 47.59 | 0 | 0.16476 | 0.022854 | 0.31888 | 0 | 0 | 0 | 0 | 0.13421 | 0.28468 | 0.30364 | 0.020387 | 1.2494 | 0.50649 | 883.63 | 22.9001 | 200.141 | 1101.56 | -3953.65 | 505.557 | 1986.29 | 2025.88 | 119.621 | 2891.93 | 2208.23 | 0 | 0 | 0 | 0 | 0 | 10.35 | 2.63 | 2.58 | 13.77 | -42.82 | 7.31 | 25.82 | 27.03 | 1.63 | 48.3 | 29.33 | 0 | 0.16876 | 0.022854 | 0.15541 | 0 | 0.13421 | 0.28391 | 0.30364 | 0.020387 | 1.0892 | 0.34703 | BEMCmpMgr 2019.0.11 Alpha (1276) | CSE19 0.860.0 EXE | MPCBECC | Propane | -0.16023 | -0.15946 | -126.6 | -62.3 | 791.628 | 22.905 | 200.141 | 2592.15 | 0 | 0 | 0 | 0 | 505.557 | 1991.81 | 2025.88 | 119.621 | 8249.69 | 0 | 0 | 0 | 0 | 0 | 9.27 | 2.58 | 2.58 | 33.16 | 0 | 0 | 0 | 0 | 7.31 | 25.89 | 27.03 | 1.63 | 109.45 | 0 | 0.16476 | 0.022854 | 0.31888 | 0 | 0 | 0 | 0 | 0.13421 | 0.28468 | 0.30364 | 0.020387 | 1.2494 | 1490.25 | 85.9297 | 200.141 | 2707.95 | 2135 | 2349 | 2531 | 297.5 | 11796.8 | 0 | 0 | 0 | 0 | 17.43 | 6.35 | 2.58 | 34.45 | 31.2 | 31.23 | 34.09 | 4.33 | 161.66 | 17.43 | 6.35 | 2.58 | 34.45 | 31.2 | 31.23 | 34.09 | 4.33 | 161.66 | 0 | 0.29589 | 0.022854 | 0.30218 | 0.62343 | 0.35042 | 0.41447 | 0.06293 | 2.0722 | 67.7 | 0 | 67.7 | 56.4 | 26.5 | 29.9 | 47.59 | 0 | 29.33 | 0 | 47.59 | 0 | 60.81 | 0 | [5 empty] | 3954.81 | 2.5041 | 0 | 0 | 1.53 | 0.23 | 0.18 | 0.88 |  |  | 165.019 | 6.391 | 37.1141 | 450.867 | 0 | 0 | 0 | 0 | 110.455 | 341.93 | 395.209 | 26.3203 | 1533.31 | 0 | 0 | 0 | 0 | 0 | 184.252 | 6.4056 | 37.1141 | 185.388 | -407.529 | 110.455 | 340.982 | 395.209 | 26.3203 | 878.597 | 0 | 0 | 0 | 0 | 309.279 | 22.4201 | 37.1141 | 473.535 | 466.012 | 457.129 | 502.216 | 78.6174 | 2346.32 | 0 | 0 | 0 | 0 | [17 empty] | -3950.5 | -42.66 | 0 | 17.37 | 6.35 | 2.55 | 0 | 34.93 | 31.2 | 31.23 | 34.09 | 4.33 | 162.05
2019-04-04 10:39 | RIBD\ED9\ED9_CZ06_2100_NGAS.RIBD19 | v30 06 S21 G20 M01 | 6 | 1 | 2100 | Proposed and Standard | FAIL | 1.33 | 0.8 | -26 | 49.5 | 54.0516 | 23.8221 | 200.141 | 0 | 0 | 0 | 0 | 0 | 505.557 | 941.013 | 2025.88 | 119.621 | 3870.09 | 278.015 | 79.7644 | 110.444 | 0 | 42.7925 | 233.001 | 190.209 | 9.1 | 2.65 | 2.58 | 10.5 | 0 | 0 | 0 | 0 | 7.31 | 16.54 | 27.03 | 1.63 | 77.34 | 24.83 | 0 | 0.16861 | 0.022854 | 0 | 0 | 0 | 0 | 0 | 0.13421 | 0.13724 | 0.30364 | 0.020387 | 0.78695 | 0.19146 | 54.0516 | 23.822 | 200.141 | 85.2288 | -3955.32 | 505.557 | 941.013 | 2025.88 | 119.621 | -0.00039851 | 363.244 | 79.7644 | 112.636 | 42.7925 | 235.193 | 192.401 | 9.1 | 2.65 | 2.58 | 11.83 | -41.9 | 7.31 | 16.54 | 27.03 | 1.63 | 36.77 | 26.16 | 0 | 0.16861 | 0.022854 | 0.014324 | 0 | 0.13421 | 0.13724 | 0.30364 | 0.020387 | 0.80127 | 0.20579 | BEMCmpMgr 2019.0.11 Alpha (1276) | CSE19 0.860.0 EXE | MPCBECC | Natural Gas | 0.014324 | 0.014324 | -110.3 | 5.1 | 54.0516 | 23.8221 | 200.141 | 0 | 0 | 0 | 0 | 0 | 505.557 | 941.013 | 2025.88 | 119.621 | 3870.09 | 79.7644 | 110.444 | 0 | 42.7925 | 233.001 | 9.1 | 2.65 | 2.58 | 10.5 | 0 | 0 | 0 | 0 | 7.31 | 16.54 | 27.03 | 1.63 | 77.34 | 0 | 0.16861 | 0.022854 | 0 | 0 | 0 | 0 | 0 | 0.13421 | 0.13724 | 0.30364 | 0.020387 | 0.78695 | 177.875 | 93.3675 | 200.141 | 0 | 2135 | 930.001 | 2637.81 | 297.5 | 6471.7 | 148.032 | 165.687 | 65.4 | 379.119 | 17.4329 | 6.74 | 2.58 | 35.7955 | 31.2 | 22.7752 | 35.53 | 4.33 | 156.384 | 17.74 | 6.74 | 2.58 | 15.75 | 31.2 | 18.3 | 35.53 | 4.33 | 132.17 | 0 | 0.31274 | 0.022854 | 0 | 0.62343 | 0.11804 | 0.43196 | 0.06293 | 1.572 | 49.5 | 0 | 49.5 | 50.3 | 26.8 | 23.5 | 5.87 | 18.96 | 7 | 19.16 | 5.87 | 18.96 | 11.4 | 51.1484 | [5 empty] | 3956.48 | 2.5052 | 0 | 0 | 1.99 | 0.18 | 0.23 | 1.61 |  |  | 10.7666 | 6.6331 | 37.1141 | 0 | 0 | 0 | 0 | 0 | 110.455 | 171.732 | 395.209 | 26.3203 | 758.23 | 423.312 | 586.131 | 0 | 227.101 | 1236.54 | 10.7666 | 6.6331 | 37.1141 | 15.3586 | -407.701 | 110.455 | 171.732 | 395.209 | 26.3203 | 365.887 | 423.312 | 597.764 | 227.101 | 1248.18 | 36.5191 | 24.3342 | 37.1141 | 0 | 466.012 | 175.562 | 523.41 | 78.6174 | 1341.57 | 785.611 | 879.306 | 347.08 | 2012 | [17 empty] | -3951.71 | -41.84 | 0 | 17.66 | 6.73 | 2.55 | 0 | 15.63 | 31.2 | 18.3 | 35.53 | 4.33 | 131.93
2019-04-04 10:40 | RIBD\ED9\ED9_CZ06_2700_ELEC.RIBD19 | v30 06 S27 G20 M02 | 6 | 1 | 2700 | Proposed and Standard | FAIL | -16.34 | -10.7 | -36.4 | 66.2 | 889.732 | 52.9051 | 251.192 | 2906.97 | 0 | 0 | 0 | 0 | 615.745 | 2249.52 | 2371.31 | 151.515 | 9488.89 | 4100.8 | 0 | 0 | 0 | 0 | 0 | 0 | 8.1 | 4 | 2.52 | 29.51 | 0 | 0 | 0 | 0 | 6.92 | 23.64 | 24.6 | 1.61 | 100.9 | 44.13 | 0 | 0.32954 | 0.028683 | 0.41846 | 0 | 0 | 0 | 0 | 0.16346 | 0.47168 | 0.35412 | 0.025823 | 1.7918 | 0.77668 | 985.045 | 53.2783 | 251.192 | 1258.62 | -4651.45 | 615.745 | 2240.88 | 2371.31 | 151.515 | 3276.12 | 2548.13 | 0 | 0 | 0 | 0 | 0 | 8.97 | 4.08 | 2.52 | 12.22 | -39.15 | 6.92 | 23.56 | 24.6 | 1.61 | 45.33 | 27.79 | 0 | 0.34186 | 0.028683 | 0.13212 | 0 | 0.16346 | 0.47097 | 0.35412 | 0.025823 | 1.517 | 0.50267 | BEMCmpMgr 2019.0.11 Alpha (1276) | CSE19 0.860.0 EXE | MPCBECC | Propane | -0.27472 | -0.27401 | -122.6 | -58.8 | 889.732 | 52.9051 | 251.192 | 2906.97 | 0 | 0 | 0 | 0 | 615.745 | 2249.52 | 2371.31 | 151.515 | 9488.89 | 0 | 0 | 0 | 0 | 0 | 8.1 | 4 | 2.52 | 29.51 | 0 | 0 | 0 | 0 | 6.92 | 23.64 | 24.6 | 1.61 | 100.9 | 0 | 0.32954 | 0.028683 | 0.41846 | 0 | 0 | 0 | 0 | 0.16346 | 0.47168 | 0.35412 | 0.025823 | 1.7918 | 1899.87 | 170.458 | 251.192 | 3022.88 | 2615 | 2596 | 3146.01 | 327.5 | 14028.9 | 0 | 0 | 0 | 0 | 17.28 | 8.64 | 2.52 | 30.63 | 29.72 | 26.87 | 32.95 | 3.7 | 152.31 | 17.28 | 8.64 | 2.52 | 30.63 | 29.72 | 26.87 | 32.95 | 3.7 | 152.31 | 0 | 0.48989 | 0.028683 | 0.44207 | 0.76359 | 0.38997 | 0.51519 | 0.069276 | 2.6987 | 66.2 | 0 | 66.2 | 55.5 | 25.7 | 29.8 | 44.13 | 0 | 27.79 | 0 | 44.13 | 0 | 59.07 | 0 | [5 empty] | 4652.82 | 2.9461 | 0 | 0 | 1.79 | 0.27 | 0.21 | 1.03 |  |  | 186.179 | 14.7267 | 46.5809 | 520.1 | 0 | 0 | 0 | 0 | 134.529 | 394.41 | 462.36 | 33.3379 | 1792.22 | 0 | 0 | 0 | 0 | 0 | 206.167 | 14.8686 | 46.5809 | 217.964 | -479.457 | 134.529 | 392.915 | 462.36 | 33.3379 | 1029.26 | 0 | 0 | 0 | 0 | 396.086 | 43.4251 | 46.5809 | 543.457 | 570.783 | 505.907 | 624.249 | 86.5452 | 2817.03 | 0 | 0 | 0 | 0 | [17 empty] | -4652.82 | -39.08 | 0 | 17.2 | 8.63 | 2.47 | 0 | 30.37 | 29.72 | 26.87 | 32.95 | 3.7 | 151.91
2019-04-04 10:40 | RIBD\ED9\ED9_CZ06_2700_NGAS.RIBD19 | v30 06 S27 G20 M01 | 6 | 1 | 2700 | Proposed and Standard | FAIL | 0.91 | 0.7 | -25.6 | 48.9 | 59.3133 | 53.95 | 251.192 | 0 | 0 | 0 | 0 | 0 | 615.745 | 1062.43 | 2371.31 | 151.515 | 4565.46 | 364.456 | 87.5291 | 124.6 | 0 | 48.2342 | 260.363 | 212.129 | 7.76 | 4.06 | 2.52 | 9.19 | 0 | 0 | 0 | 0 | 6.92 | 14.64 | 24.6 | 1.61 | 71.3 | 23.53 | 0 | 0.33406 | 0.028683 | 0 | 0 | 0 | 0 | 0 | 0.16346 | 0.17309 | 0.35412 | 0.025823 | 1.0792 | 0.36274 | 59.3133 | 53.95 | 251.192 | 87.7514 | -4653.21 | 615.745 | 1062.43 | 2371.31 | 151.515 | -0.0010559 | 452.207 | 87.5291 | 124.936 | 48.2342 | 260.7 | 212.466 | 7.76 | 4.06 | 2.52 | 10.1 | -38.32 | 6.92 | 14.64 | 24.6 | 1.61 | 33.89 | 24.44 | 0 | 0.33406 | 0.028683 | 0.012978 | 0 | 0.16346 | 0.17309 | 0.35412 | 0.025823 | 1.0922 | 0.37572 | BEMCmpMgr 2019.0.11 Alpha (1276) | CSE19 0.860.0 EXE | MPCBECC | Natural Gas | 0.012978 | 0.012978 | -110.4 | 3.7 | 59.3133 | 53.95 | 251.192 | 0 | 0 | 0 | 0 | 0 | 615.745 | 1062.43 | 2371.31 | 151.515 | 4565.46 | 87.5291 | 124.6 | 0 | 48.2342 | 260.363 | 7.76 | 4.06 | 2.52 | 9.19 | 0 | 0 | 0 | 0 | 6.92 | 14.64 | 24.6 | 1.61 | 71.3 | 0 | 0.33406 | 0.028683 | 0 | 0 | 0 | 0 | 0 | 0.16346 | 0.17309 | 0.35412 | 0.025823 | 1.0792 | 226.872 | 178.908 | 251.192 | 0 | 2615 | 989.001 | 3267.2 | 327.5 | 7855.67 | 188.809 | 178.919 | 73.4 | 441.128 | 17.2757 | 8.94 | 2.52 | 29.9773 | 29.72 | 19.3331 | 34.22 | 3.7 | 145.686 | 17.58 | 8.94 | 2.52 | 13.19 | 29.72 | 15.43 | 34.22 | 3.7 | 125.3 | 0 | 0.50546 | 0.028683 | 0 | 0.76359 | 0.12681 | 0.53503 | 0.069276 | 2.0288 | 48.9 | 0 | 48.9 | 49.6 | 26.3 | 23.3 | 7.12 | 16.41 | 8.02 | 16.42 | 7.12 | 16.41 | 13.52 | 45.193 | [5 empty] | 4654.57 | 2.9472 | 0 | 0 | 2.28 | 0.21 | 0.27 | 1.82 |  |  | 11.8751 | 15.0087 | 46.5809 | 0 | 0 | 0 | 0 | 0 | 134.529 | 195.526 | 462.36 | 33.3379 | 899.217 | 464.52 | 661.255 | 0 | 255.98 | 1381.75 | 11.8751 | 15.0087 | 46.5809 | 15.8611 | -479.638 | 134.529 | 195.526 | 462.36 | 33.3379 | 435.44 | 464.52 | 663.042 | 255.98 | 1383.54 | 46.8198 | 45.5021 | 46.5809 | 0 | 570.783 | 187.036 | 648.296 | 86.5452 | 1631.56 | 1002.01 | 949.528 | 389.536 | 2341.08 | [17 empty] | -4654.17 | -38.31 | 0 | 17.48 | 8.92 | 2.47 | 0 | 13.1 | 29.72 | 15.43 | 34.22 | 3.7 | 125.04
2019-04-04 10:40 | RIBD\ED9\ED9_CZ06_6960_ELEC.RIBD19 | v30 06 S69 G15 M02 | 6 | 8 | 6960 | Proposed and Standard | FAIL | -31.31 | -14.7 | -48.5 | 80.3 | 615.942 | 606.509 | 785.772 | 13628.1 | 0 | 0 | 0 | 0 | 2033.7 | 12000.3 | 12062 | 433.914 | 42166.2 | 15636.3 | 0 | 0 | 0 | 0 | 0 | 0 | 2.17 | 9.7 | 3.05 | 50.96 | 0 | 0 | 0 | 0 | 8.87 | 46.78 | 48.62 | 1.79 | 171.94 | 65.88 | 0 | 1.6762 | 0.089726 | 1.2065 | 0 | 0 | 0 | 0 | 0.53989 | 1.4283 | 1.8235 | 0.073953 | 6.8381 | 2.9724 | 1384.9 | 455.351 | 785.772 | 5265.29 | -21857.6 | 2033.7 | 11930.4 | 12062 | 433.914 | 12493.7 | 7891.31 | 0 | 0 | 0 | 0 | 0 | 4.86 | 7.41 | 3.05 | 19.25 | -72.32 | 8.87 | 46.52 | 48.62 | 1.79 | 68.05 | 34.57 | 0 | 1.2846 | 0.089726 | 0.29345 | 0 | 0.53989 | 1.4228 | 1.8235 | 0.073953 | 5.5279 | 1.6678 | BEMCmpMgr 2019.0.11 Alpha (1276) | CSE19 0.860.0 EXE | MPCBECC | Propane | -1.3102 | -1.3046 | -152.7 | -90.6 | 615.942 | 606.509 | 785.772 | 13628.1 | 0 | 0 | 0 | 0 | 2033.7 | 12000.3 | 12062 | 433.914 | 42166.2 | 0 | 0 | 0 | 0 | 0 | 2.17 | 9.7 | 3.05 | 50.96 | 0 | 0 | 0 | 0 | 8.87 | 46.78 | 48.62 | 1.79 | 171.94 | 0 | 1.6762 | 0.089726 | 1.2065 | 0 | 0 | 0 | 0 | 0.53989 | 1.4283 | 1.8235 | 0.073953 | 6.8381 | 2365.47 | 1372.38 | 785.772 | 14446.9 | 5894.96 | 15077.5 | 10697.7 | 540.499 | 51181.3 | 0 | 0 | 0 | 0 | 8.35 | 16.6 | 3.05 | 53.86 | 25.99 | 60.33 | 43.47 | 2.37 | 214.02 | 8.35 | 16.6 | 3.05 | 53.86 | 25.99 | 60.33 | 43.47 | 2.37 | 214.02 | 0 | 2.3703 | 0.089726 | 1.1922 | 1.7213 | 2.2058 | 1.7518 | 0.11433 | 9.4455 | 80.3 | 0 | 80.3 | 65.6 | 33.8 | 31.8 | 65.88 | 0 | 34.57 | 0 | 65.88 | 0 | 81.86 | 0 | [5 empty] | 21864 | 13.8439 | 0 | 0 | 7.62 | 1.46 | 0.79 | 4.03 |  |  | 129.463 | 165.844 | 145.713 | 2296.65 | 0 | 0 | 0 | 0 | 444.325 | 1983.81 | 2355.87 | 95.4742 | 7617.16 | 0 | 0 | 0 | 0 | 0 | 272.395 | 124.631 | 145.713 | 875.013 | -2253.01 | 444.325 | 1970.98 | 2355.87 | 95.4742 | 4031.39 | 0 | 0 | 0 | 0 | 494.667 | 333.269 | 145.713 | 2450.97 | 1286.71 | 2922.79 | 2122.71 | 142.832 | 9899.66 | 0 | 0 | 0 | 0 | [17 empty] | -21876.3 | -71.81 | 0 | 8.34 | 16.61 | 3.05 | 0 | 55.27 | 25.99 | 60.33 | 43.47 | 2.37 | 215.43
2019-04-04 10:40 | RIBD\ED9\ED9_CZ06_6960_NGAS.RIBD19 | v30 06 S69 G15 M01 | 6 | 8 | 6960 | Proposed and Standard | FAIL | 3.37 | 1.7 | -34.3 | 60.8 | 20.0753 | 595.349 | 785.772 | 0 | 0 | 0 | 0 | 0 | 2033.7 | 5380.06 | 12062 | 433.914 | 21310.8 | 1401.2 | 29.6253 | 567.438 | 0 | 271.564 | 868.627 | 597.063 | 1.03 | 9.59 | 3.05 | 16.26 | 0 | 0 | 0 | 0 | 8.87 | 28.94 | 48.62 | 1.79 | 118.15 | 29.93 | 0 | 1.6633 | 0.089726 | 0 | 0 | 0 | 0 | 0 | 0.53989 | 0.66388 | 1.8235 | 0.073953 | 4.8542 | 1.753 | 20.0753 | 595.349 | 785.772 | 549.169 | -21860 | 2033.7 | 5380.06 | 12062 | 433.914 | 0.00032065 | 1950.36 | 29.6253 | 611.684 | 271.564 | 912.873 | 641.31 | 1.03 | 9.59 | 3.05 | 19.63 | -69.96 | 8.87 | 28.94 | 48.62 | 1.79 | 51.56 | 33.3 | 0 | 1.6633 | 0.089726 | 0.065314 | 0 | 0.53989 | 0.66388 | 1.8235 | 0.073953 | 4.9195 | 1.8183 | BEMCmpMgr 2019.0.11 Alpha (1276) | CSE19 0.860.0 EXE | MPCBECC | Natural Gas | 0.065314 | 0.065314 | -129.2 | 10.1 | 20.0753 | 595.349 | 785.772 | 0 | 0 | 0 | 0 | 0 | 2033.7 | 5380.06 | 12062 | 433.914 | 21310.8 | 29.6253 | 567.438 | 0 | 271.564 | 868.627 | 1.03 | 9.59 | 3.05 | 16.26 | 0 | 0 | 0 | 0 | 8.87 | 28.94 | 48.62 | 1.79 | 118.15 | 0 | 1.6633 | 0.089726 | 0 | 0 | 0 | 0 | 0 | 0.53989 | 0.66388 | 1.8235 | 0.073953 | 4.8542 | 277.281 | 1263.05 | 785.772 | 0 | 5894.96 | 6547.68 | 10697.7 | 540.499 | 26007 | 230.761 | 1016.82 | 291.124 | 1538.7 | 8.38 | 15.62 | 3.05 | 54.9623 | 25.99 | 40.4914 | 43.47 | 2.37 | 194.334 | 8.38 | 15.62 | 3.05 | 29.13 | 25.99 | 33.97 | 43.47 | 2.37 | 161.98 | 0 | 2.2284 | 0.089726 | 0 | 1.7213 | 0.80892 | 1.7518 | 0.11433 | 6.7145 | 60.8 | 0 | 60.8 | 62.5 | 36 | 26.5 | 12.71 | 17.22 | 14.84 | 18.46 | 12.71 | 17.22 | 19.65 | 62.3623 | [5 empty] | 21866.4 | 13.8454 | 0 | 0 | 8.79 | 1.02 | 1.23 | 6.87 |  |  | 3.9881 | 162.687 | 145.713 | 0 | 0 | 0 | 0 | 0 | 444.325 | 969.388 | 2355.87 | 95.4742 | 4177.45 | 157.223 | 3011.41 | 0 | 1441.2 | 4609.83 | 3.9881 | 162.687 | 145.713 | 97.7155 | -2253.26 | 444.325 | 969.388 | 2355.87 | 95.4742 | 2021.91 | 157.223 | 3246.23 | 1441.2 | 4844.65 | 57.1387 | 307.463 | 145.713 | 0 | 1286.71 | 1230.25 | 2122.71 | 142.832 | 5292.81 | 1224.65 | 5396.28 | 1545 | 8165.94 | [17 empty] | -21879.3 | -69.89 | 0 | 8.38 | 15.62 | 3.05 | 0 | 29.15 | 25.99 | 33.97 | 43.47 | 2.37 | 162
2019-04-04 10:40 | RIBD\ED9\ED9_CZ07_2100_ELEC.RIBD19 | v30 07 S21 G20 M02 | 7 | 1 | 2100 | Proposed and Standard | FAIL | -19.14 | -12.9 | -41.3 | 68.7 | 274.049 | 1.5865 | 199.739 | 2549.98 | 0 | 0 | 0 | 0 | 505.557 | 1992.24 | 2025.88 | 119.621 | 7668.65 | 3025.35 | 0 | 0 | 0 | 0 | 0 | 0 | 3.26 | 0.25 | 2.62 | 33.42 | 0 | 0 | 0 | 0 | 7.45 | 26.56 | 27.54 | 1.66 | 102.76 | 39.55 | 0 | 0.0092357 | 0.022808 | 0.3224 | 0 | 0 | 0 | 0 | 0.13421 | 0.28389 | 0.30364 | 0.020387 | 1.0966 | 0.35444 | 333.98 | 1.5543 | 199.739 | 1053.51 | -3899.27 | 505.557 | 1986.65 | 2025.88 | 119.621 | 2327.22 | 1588.78 | 0 | 0 | 0 | 0 | 0 | 3.98 | 0.23 | 2.62 | 13.58 | -42.55 | 7.45 | 26.49 | 27.54 | 1.66 | 41 | 20.41 | 0 | 0.00675 | 0.022808 | 0.16785 | 0 | 0.13421 | 0.28304 | 0.30364 | 0.020387 | 0.9387 | 0.19741 | BEMCmpMgr 2019.0.11 Alpha (1276) | CSE19 0.860.0 EXE | MPCBECC | Propane | -0.15788 | -0.15703 | -150.6 | -93.8 | 274.049 | 1.5865 | 199.739 | 2549.98 | 0 | 0 | 0 | 0 | 505.557 | 1992.24 | 2025.88 | 119.621 | 7668.65 | 0 | 0 | 0 | 0 | 0 | 3.26 | 0.25 | 2.62 | 33.42 | 0 | 0 | 0 | 0 | 7.45 | 26.56 | 27.54 | 1.66 | 102.76 | 0 | 0.0092357 | 0.022808 | 0.3224 | 0 | 0 | 0 | 0 | 0.13421 | 0.28389 | 0.30364 | 0.020387 | 1.0966 | 600.576 | 24.4984 | 199.739 | 2663.99 | 2135 | 2349 | 2531 | 297.5 | 10801.3 | 0 | 0 | 0 | 0 | 7.15 | 2.43 | 2.62 | 34.69 | 31.8 | 31.81 | 34.72 | 4.42 | 149.64 | 7.15 | 2.43 | 2.62 | 34.69 | 31.8 | 31.81 | 34.72 | 4.42 | 149.64 | 0 | 0.13994 | 0.022808 | 0.31162 | 0.62343 | 0.35042 | 0.41447 | 0.06293 | 1.9256 | 68.7 | 0 | 68.7 | 55.8 | 28.4 | 27.4 | 39.55 | 0 | 20.41 | 0 | 39.55 | 0 | 46.89 | 0 | [5 empty] | 3900.41 | 2.3804 | 0 | 0 | 1.41 | 0.23 | 0.17 | 0.76 |  |  | 56.4453 | 0.43589 | 37.0394 | 445.949 | 0 | 0 | 0 | 0 | 110.455 | 341.985 | 395.209 | 26.3203 | 1413.84 | 0 | 0 | 0 | 0 | 0 | 68.8463 | 0.42128 | 37.0394 | 177.816 | -399.509 | 110.455 | 341.022 | 395.209 | 26.3203 | 757.62 | 0 | 0 | 0 | 0 | 123.038 | 6.7249 | 37.0394 | 466.321 | 466.012 | 457.129 | 502.216 | 78.6174 | 2137.1 | 0 | 0 | 0 | 0 | [17 empty] | -3899.17 | -42.45 | 0 | 7.14 | 2.43 | 2.61 | 0 | 35.41 | 31.8 | 31.81 | 34.72 | 4.42 | 150.34
2019-04-04 10:40 | RIBD\ED9\ED9_CZ07_2100_NGAS.RIBD19 | v30 07 S21 G20 M01 | 7 | 1 | 2100 | Proposed and Standard | FAIL | 1.36 | 1 | -28.1 | 48.6 | 21.0286 | 1.6861 | 199.739 | 0 | 0 | 0 | 0 | 0 | 505.557 | 942.196 | 2025.88 | 119.621 | 3815.71 | 222.453 | 31.0309 | 108.651 | 0 | 42.7925 | 182.474 | 139.682 | 3.42 | 0.27 | 2.62 | 10.16 | 0 | 0 | 0 | 0 | 7.45 | 16.72 | 27.54 | 1.66 | 69.84 | 16.47 | 0 | 0.011439 | 0.022808 | 0 | 0 | 0 | 0 | 0 | 0.13421 | 0.13646 | 0.30364 | 0.020387 | 0.62895 | 0.034247 | 21.0286 | 1.6861 | 199.739 | 85.224 | -3900.93 | 505.557 | 942.196 | 2025.88 | 119.621 | 0.00025035 | 307.677 | 31.0309 | 111.111 | 42.7925 | 184.934 | 142.142 | 3.42 | 0.27 | 2.62 | 11.52 | -41.68 | 7.45 | 16.72 | 27.54 | 1.66 | 29.52 | 17.83 | 0 | 0.011439 | 0.022808 | 0.014324 | 0 | 0.13421 | 0.13646 | 0.30364 | 0.020387 | 0.64328 | 0.048571 | BEMCmpMgr 2019.0.11 Alpha (1276) | CSE19 0.860.0 EXE | MPCBECC | Natural Gas | 0.014324 | 0.014324 | -136.6 | 7.6 | 21.0286 | 1.6861 | 199.739 | 0 | 0 | 0 | 0 | 0 | 505.557 | 942.196 | 2025.88 | 119.621 | 3815.71 | 31.0309 | 108.651 | 0 | 42.7925 | 182.474 | 3.42 | 0.27 | 2.62 | 10.16 | 0 | 0 | 0 | 0 | 7.45 | 16.72 | 27.54 | 1.66 | 69.84 | 0 | 0.011439 | 0.022808 | 0 | 0 | 0 | 0 | 0 | 0.13421 | 0.13646 | 0.30364 | 0.020387 | 0.62895 | 80.3034 | 27.8182 | 199.739 | 0 | 2135 | 930.001 | 2637.81 | 297.5 | 6308.17 | 66.8283 | 164.069 | 65.4 | 296.297 | 7.2261 | 2.71 | 2.62 | 35.6744 | 31.8 | 23.0242 | 36.19 | 4.42 | 143.665 | 7.79 | 2.71 | 2.62 | 15.34 | 31.8 | 18.43 | 36.19 | 4.42 | 119.3 | 0 | 0.15643 | 0.022808 | 0 | 0.62343 | 0.11804 | 0.43196 | 0.06293 | 1.4156 | 48.6 | 0 | 48.6 | 49.6 | 29.1 | 20.5 | 3.14 | 13.33 | 4.28 | 13.55 | 3.14 | 13.33 | 6.29 | 41.9405 | [5 empty] | 3902.08 | 2.3815 | 0 | 0 | 1.71 | 0.18 | 0.22 | 1.34 |  |  | 4.2006 | 0.46735 | 37.0394 | 0 | 0 | 0 | 0 | 0 | 110.455 | 171.952 | 395.209 | 26.3203 | 745.644 | 164.682 | 576.613 | 0 | 227.101 | 968.397 | 4.2006 | 0.46735 | 37.0394 | 15.3583 | -399.68 | 110.455 | 171.952 | 395.209 | 26.3203 | 361.322 | 164.682 | 589.668 | 227.101 | 981.451 | 16.3716 | 7.6215 | 37.0394 | 0 | 466.012 | 175.562 | 523.41 | 78.6174 | 1304.63 | 354.66 | 870.72 | 347.08 | 1572.46 | [17 empty] | -3900.38 | -41.65 | 0 | 7.77 | 2.71 | 2.61 | 0 | 15.22 | 31.8 | 18.43 | 36.19 | 4.42 | 119.15
2019-04-04 10:40 | RIBD\ED9\ED9_CZ07_2700_ELEC.RIBD19 | v30 07 S27 G20 M02 | 7 | 1 | 2700 | Proposed and Standard | FAIL | -17.05 | -12.3 | -40.2 | 67.1 | 296.146 | 6.8869 | 250.242 | 2861.14 | 0 | 0 | 0 | 0 | 615.745 | 2250.16 | 2371.31 | 151.515 | 8803.14 | 3414.41 | 0 | 0 | 0 | 0 | 0 | 0 | 2.74 | 0.81 | 2.55 | 29.29 | 0 | 0 | 0 | 0 | 7.06 | 24.25 | 25.06 | 1.64 | 93.4 | 35.39 | 0 | 0.083295 | 0.028575 | 0.4218 | 0 | 0 | 0 | 0 | 0.16346 | 0.47075 | 0.35412 | 0.025823 | 1.5478 | 0.53367 | 349.441 | 6.6824 | 250.242 | 1188.1 | -4568.25 | 615.745 | 2241.29 | 2371.31 | 151.515 | 2606.07 | 1794.46 | 0 | 0 | 0 | 0 | 0 | 3.24 | 0.8 | 2.55 | 11.75 | -38.77 | 7.06 | 24.16 | 25.06 | 1.64 | 37.49 | 18.34 | 0 | 0.082711 | 0.028575 | 0.13267 | 0 | 0.16346 | 0.47001 | 0.35412 | 0.025823 | 1.2574 | 0.24396 | BEMCmpMgr 2019.0.11 Alpha (1276) | CSE19 0.860.0 EXE | MPCBECC | Propane | -0.29046 | -0.28972 | -149.1 | -93 | 296.146 | 6.8869 | 250.242 | 2861.14 | 0 | 0 | 0 | 0 | 615.745 | 2250.16 | 2371.31 | 151.515 | 8803.14 | 0 | 0 | 0 | 0 | 0 | 2.74 | 0.81 | 2.55 | 29.29 | 0 | 0 | 0 | 0 | 7.06 | 24.25 | 25.06 | 1.64 | 93.4 | 0 | 0.083295 | 0.028575 | 0.4218 | 0 | 0 | 0 | 0 | 0.16346 | 0.47075 | 0.35412 | 0.025823 | 1.5478 | 747.292 | 69.5121 | 250.242 | 2975.55 | 2615 | 2596 | 3146.01 | 327.5 | 12727.1 | 0 | 0 | 0 | 0 | 6.92 | 4.37 | 2.55 | 30.29 | 30.29 | 27.37 | 33.57 | 3.79 | 139.15 | 6.92 | 4.37 | 2.55 | 30.29 | 30.29 | 27.37 | 33.57 | 3.79 | 139.15 | 0 | 0.27963 | 0.028575 | 0.40643 | 0.76359 | 0.38997 | 0.51519 | 0.069276 | 2.4527 | 67.1 | 0 | 67.1 | 54.8 | 27.9 | 26.9 | 35.39 | 0 | 18.34 | 0 | 35.39 | 0 | 44.13 | 0 | [5 empty] | 4569.59 | 2.7888 | 0 | 0 | 1.65 | 0.26 | 0.21 | 0.88 |  |  | 61.2026 | 2.0359 | 46.4047 | 514.458 | 0 | 0 | 0 | 0 | 134.529 | 394.515 | 462.36 | 33.3379 | 1648.84 | 0 | 0 | 0 | 0 | 0 | 72.2302 | 1.9749 | 46.4047 | 207.511 | -468.051 | 134.529 | 392.969 | 462.36 | 33.3379 | 883.266 | 0 | 0 | 0 | 0 | 153.501 | 18.3315 | 46.4047 | 534.908 | 570.783 | 505.907 | 624.249 | 86.5452 | 2540.63 | 0 | 0 | 0 | 0 | [17 empty] | -4573.09 | -38.72 | 0 | 6.9 | 4.37 | 2.54 | 0 | 29.89 | 30.29 | 27.37 | 33.57 | 3.79 | 138.72
2019-04-04 10:40 | RIBD\ED9\ED9_CZ07_2700_NGAS.RIBD19 | v30 07 S27 G20 M01 | 7 | 1 | 2700 | Proposed and Standard | FAIL | 0.95 | 0.7 | -27.9 | 48 | 22.3554 | 7.2115 | 250.242 | 0 | 0 | 0 | 0 | 0 | 615.745 | 1063.88 | 2371.31 | 151.515 | 4482.25 | 279.809 | 32.989 | 122.638 | 0 | 48.2342 | 203.861 | 155.627 | 2.83 | 0.84 | 2.55 | 8.9 | 0 | 0 | 0 | 0 | 7.06 | 14.8 | 25.06 | 1.64 | 63.68 | 15.12 | 0 | 0.086927 | 0.028575 | 0 | 0 | 0 | 0 | 0 | 0.16346 | 0.17216 | 0.35412 | 0.025823 | 0.83106 | 0.1155 | 22.3554 | 7.2115 | 250.242 | 87.749 | -4570 | 615.745 | 1063.88 | 2371.31 | 151.515 | -0.00066654 | 367.558 | 32.989 | 123.267 | 48.2342 | 204.491 | 156.256 | 2.83 | 0.84 | 2.55 | 9.85 | -37.97 | 7.06 | 14.8 | 25.06 | 1.64 | 26.66 | 16.07 | 0 | 0.086927 | 0.028575 | 0.012978 | 0 | 0.16346 | 0.17216 | 0.35412 | 0.025823 | 0.84404 | 0.12848 | BEMCmpMgr 2019.0.11 Alpha (1276) | CSE19 0.860.0 EXE | MPCBECC | Natural Gas | 0.012978 | 0.012978 | -138.9 | 5.9 | 22.3554 | 7.2115 | 250.242 | 0 | 0 | 0 | 0 | 0 | 615.745 | 1063.88 | 2371.31 | 151.515 | 4482.25 | 32.989 | 122.638 | 0 | 48.2342 | 203.861 | 2.83 | 0.84 | 2.55 | 8.9 | 0 | 0 | 0 | 0 | 7.06 | 14.8 | 25.06 | 1.64 | 63.68 | 0 | 0.086927 | 0.028575 | 0 | 0 | 0 | 0 | 0 | 0.16346 | 0.17216 | 0.35412 | 0.025823 | 0.83106 | 100.199 | 75.8011 | 250.242 | 0 | 2615 | 989.001 | 3267.2 | 327.5 | 7624.94 | 83.3853 | 177.185 | 73.4 | 333.971 | 6.9942 | 4.69 | 2.55 | 29.8837 | 30.29 | 19.5533 | 34.86 | 3.79 | 132.611 | 7.54 | 4.69 | 2.55 | 12.85 | 30.29 | 15.54 | 34.86 | 3.79 | 112.11 | 0 | 0.3011 | 0.028575 | 0 | 0.76359 | 0.12681 | 0.53503 | 0.069276 | 1.8244 | 48 | 0 | 48 | 48.7 | 28.6 | 20.1 | 3.6 | 11.52 | 4.51 | 11.56 | 3.6 | 11.52 | 8.17 | 35.9479 | [5 empty] | 4571.34 | 2.7899 | 0 | 0 | 1.96 | 0.21 | 0.26 | 1.51 |  |  | 4.4632 | 2.1342 | 46.4047 | 0 | 0 | 0 | 0 | 0 | 134.529 | 195.805 | 462.36 | 33.3379 | 879.033 | 175.074 | 650.844 | 0 | 255.98 | 1081.9 | 4.4632 | 2.1342 | 46.4047 | 15.8608 | -468.231 | 134.529 | 195.805 | 462.36 | 33.3379 | 426.663 | 175.074 | 654.184 | 255.98 | 1085.24 | 20.4838 | 19.9693 | 46.4047 | 0 | 570.783 | 187.036 | 648.296 | 86.5452 | 1579.52 | 442.528 | 940.328 | 389.536 | 1772.39 | [17 empty] | -4574.44 | -37.99 | 0 | 7.52 | 4.69 | 2.54 | 0 | 12.76 | 30.29 | 15.54 | 34.86 | 3.79 | 111.99
2019-04-04 10:40 | RIBD\ED9\ED9_CZ07_6960_ELEC.RIBD19 | v30 07 S69 G15 M02 | 7 | 8 | 6960 | Proposed and Standard | FAIL | -32.72 | -16 | -50.8 | 82.5 | 80.4525 | 359.757 | 785.772 | 13428.5 | 0 | 0 | 0 | 0 | 2033.7 | 11993.2 | 12062 | 433.914 | 41177.3 | 14654.5 | 0 | 0 | 0 | 0 | 0 | 0 | 0.29 | 7.59 | 3.11 | 51.2 | 0 | 0 | 0 | 0 | 9.04 | 47.87 | 49.53 | 1.82 | 170.45 | 62.19 | 0 | 1.7083 | 0.089726 | 1.2101 | 0 | 0 | 0 | 0 | 0.53989 | 1.4242 | 1.8235 | 0.073953 | 6.8697 | 3.0081 | 424.568 | 242.766 | 785.772 | 5171.04 | -21587.9 | 2033.7 | 11910.5 | 12062 | 433.914 | 11476.4 | 6624.15 | 0 | 0 | 0 | 0 | 0 | 1.5 | 5.49 | 3.11 | 19.37 | -72.02 | 9.04 | 47.56 | 49.53 | 1.82 | 65.4 | 29.47 | 0 | 1.301 | 0.089726 | 0.32492 | 0 | 0.53989 | 1.4187 | 1.8235 | 0.073953 | 5.5717 | 1.7157 | BEMCmpMgr 2019.0.11 Alpha (1276) | CSE19 0.860.0 EXE | MPCBECC | Propane | -1.298 | -1.2924 | -160.6 | -111 | 80.4525 | 359.757 | 785.772 | 13428.5 | 0 | 0 | 0 | 0 | 2033.7 | 11993.2 | 12062 | 433.914 | 41177.3 | 0 | 0 | 0 | 0 | 0 | 0.29 | 7.59 | 3.11 | 51.2 | 0 | 0 | 0 | 0 | 9.04 | 47.87 | 49.53 | 1.82 | 170.45 | 0 | 1.7083 | 0.089726 | 1.2101 | 0 | 0 | 0 | 0 | 0.53989 | 1.4242 | 1.8235 | 0.073953 | 6.8697 | 496.519 | 843.502 | 785.772 | 14244.5 | 5894.96 | 15077.5 | 10697.7 | 540.499 | 48581.1 | 0 | 0 | 0 | 0 | 1.78 | 12.61 | 3.11 | 54.45 | 26.49 | 61.44 | 44.28 | 2.42 | 206.58 | 1.78 | 12.61 | 3.11 | 54.45 | 26.49 | 61.44 | 44.28 | 2.42 | 206.58 | 0 | 2.3217 | 0.089726 | 1.2619 | 1.7213 | 2.2058 | 1.7518 | 0.11433 | 9.4666 | 82.5 | 0 | 82.5 | 66.5 | 34.8 | 31.7 | 62.19 | 0 | 29.47 | 0 | 62.19 | 0 | 71.95 | 0 | [5 empty] | 21594.2 | 13.179 | 0 | 0 | 7.41 | 1.43 | 0.78 | 3.81 |  |  | 16.838 | 101.942 | 145.713 | 2270.29 | 0 | 0 | 0 | 0 | 444.325 | 1982.35 | 2355.87 | 95.4742 | 7412.8 | 0 | 0 | 0 | 0 | 0 | 76.6173 | 69.3118 | 145.713 | 863.905 | -2211.84 | 444.325 | 1967.25 | 2355.87 | 95.4742 | 3806.64 | 0 | 0 | 0 | 0 | 102.08 | 217.087 | 145.713 | 2427.01 | 1286.71 | 2922.79 | 2122.71 | 142.832 | 9366.93 | 0 | 0 | 0 | 0 | [17 empty] | -21600.8 | -71.47 | 0 | 1.78 | 12.62 | 3.11 | 0 | 55.95 | 26.49 | 61.44 | 44.28 | 2.42 | 208.09
2019-04-04 10:40 | RIBD\ED9\ED9_CZ07_6960_NGAS.RIBD19 | v30 07 S69 G15 M01 | 7 | 8 | 6960 | Proposed and Standard | FAIL | 3.44 | 1.9 | -35.5 | 62.2 | 1.754 | 349.51 | 785.772 | 0 | 0 | 0 | 0 | 0 | 2033.7 | 5374.47 | 12062 | 433.914 | 21041.1 | 1137.04 | 2.5884 | 558.485 | 0 | 271.564 | 832.637 | 561.074 | 0.09 | 7.4 | 3.11 | 15.74 | 0 | 0 | 0 | 0 | 9.04 | 29.2 | 49.53 | 1.82 | 115.93 | 26.34 | 0 | 1.6664 | 0.089726 | 0 | 0 | 0 | 0 | 0 | 0.53989 | 0.65991 | 1.8235 | 0.073953 | 4.8534 | 1.7562 | 1.754 | 349.51 | 785.772 | 549.164 | -21590.2 | 2033.7 | 5374.47 | 12062 | 433.914 | 0.00072368 | 1686.2 | 2.5884 | 604.067 | 271.564 | 878.219 | 606.656 | 0.09 | 7.4 | 3.11 | 19.18 | -69.68 | 9.04 | 29.2 | 49.53 | 1.82 | 49.69 | 29.78 | 0 | 1.6664 | 0.089726 | 0.065314 | 0 | 0.53989 | 0.65991 | 1.8235 | 0.073953 | 4.9187 | 1.8215 | BEMCmpMgr 2019.0.11 Alpha (1276) | CSE19 0.860.0 EXE | MPCBECC | Natural Gas | 0.065314 | 0.065314 | -133.3 | 11.6 | 1.754 | 349.51 | 785.772 | 0 | 0 | 0 | 0 | 0 | 2033.7 | 5374.47 | 12062 | 433.914 | 21041.1 | 2.5884 | 558.485 | 0 | 271.564 | 832.637 | 0.09 | 7.4 | 3.11 | 15.74 | 0 | 0 | 0 | 0 | 9.04 | 29.2 | 49.53 | 1.82 | 115.93 | 0 | 1.6664 | 0.089726 | 0 | 0 | 0 | 0 | 0 | 0.53989 | 0.65991 | 1.8235 | 0.073953 | 4.8534 | 74.5539 | 764.57 | 785.772 | 0 | 5894.96 | 6547.68 | 10697.7 | 540.499 | 25305.8 | 62.0436 | 1008.38 | 291.124 | 1361.55 | 1.831 | 11.75 | 3.11 | 55.7059 | 26.49 | 40.7371 | 44.28 | 2.42 | 186.324 | 2.19 | 11.75 | 3.11 | 28.41 | 26.49 | 34.31 | 44.28 | 2.42 | 152.96 | 0 | 2.1861 | 0.089726 | 0 | 1.7213 | 0.80892 | 1.7518 | 0.11433 | 6.6723 | 62.2 | 0 | 62.2 | 64.1 | 37.4 | 26.7 | 10.52 | 15.82 | 12.69 | 17.09 | 10.52 | 15.82 | 15.13 | 57.2669 | [5 empty] | 21596.6 | 13.1805 | 0 | 0 | 8.53 | 1 | 1.21 | 6.66 |  |  | 0.34849 | 98.9748 | 145.713 | 0 | 0 | 0 | 0 | 0 | 444.325 | 968.277 | 2355.87 | 95.4742 | 4108.98 | 13.7365 | 2963.9 | 0 | 1441.2 | 4418.83 | 0.34849 | 98.9748 | 145.713 | 97.7154 | -2212.08 | 444.325 | 968.277 | 2355.87 | 95.4742 | 1994.62 | 13.7365 | 3205.8 | 1441.2 | 4660.74 | 15.1425 | 197.49 | 145.713 | 0 | 1286.71 | 1230.25 | 2122.71 | 142.832 | 5140.84 | 329.267 | 5351.5 | 1545 | 7225.77 | [17 empty] | -21603.8 | -69.6 | 0 | 2.19 | 11.75 | 3.11 | 0 | 28.44 | 26.49 | 34.31 | 44.28 | 2.42 | 152.99
2019-04-04 10:40 | RIBD\ED9\ED9_CZ08_2100_ELEC.RIBD19 | v30 08 S21 G20 M02 | 8 | 1 | 2100 | Proposed and Standard | FAIL | -17.54 | -10.1 | -36 | 62 | 418.354 | 189.617 | 200.523 | 2484.86 | 0 | 0 | 0 | 0 | 505.557 | 2007.85 | 2025.88 | 119.621 | 7952.27 | 3293.36 | 0 | 0 | 0 | 0 | 0 | 0 | 4.84 | 9.54 | 2.55 | 30.32 | 0 | 0 | 0 | 0 | 7.04 | 25.81 | 26.6 | 1.57 | 108.27 | 47.25 | 0 | 0.4573 | 0.022897 | 0.35343 | 0 | 0 | 0 | 0 | 0.13421 | 0.28871 | 0.30364 | 0.020387 | 1.5806 | 0.83363 | 456.233 | 190.224 | 200.523 | 1022.81 | -4112.28 | 505.557 | 2002.28 | 2025.88 | 119.621 | 2410.85 | 1869.79 | 0 | 0 | 0 | 0 | 0 | 5.27 | 9.75 | 2.55 | 12.14 | -45.3 | 7.04 | 25.74 | 26.6 | 1.57 | 45.36 | 29.71 | 0 | 0.46995 | 0.022897 | 0.093591 | 0 | 0.13421 | 0.28802 | 0.30364 | 0.020387 | 1.3327 | 0.58644 | BEMCmpMgr 2019.0.11 Alpha (1276) | CSE19 0.860.0 EXE | MPCBECC | Propane | -0.24787 | -0.24718 | -138.7 | -59 | 418.354 | 189.617 | 200.523 | 2484.86 | 0 | 0 | 0 | 0 | 505.557 | 2007.85 | 2025.88 | 119.621 | 7952.27 | 0 | 0 | 0 | 0 | 0 | 4.84 | 9.54 | 2.55 | 30.32 | 0 | 0 | 0 | 0 | 7.04 | 25.81 | 26.6 | 1.57 | 108.27 | 0 | 0.4573 | 0.022897 | 0.35343 | 0 | 0 | 0 | 0 | 0.13421 | 0.28871 | 0.30364 | 0.020387 | 1.5806 | 1076.44 | 655.856 | 200.523 | 2594.91 | 2135 | 2349 | 2531 | 297.5 | 11840.2 | 0 | 0 | 0 | 0 | 12.43 | 29.9 | 2.55 | 31.43 | 30.04 | 30.76 | 33.52 | 4 | 174.63 | 12.43 | 29.9 | 2.55 | 31.43 | 30.04 | 30.76 | 33.52 | 4 | 174.63 | 0 | 1.2058 | 0.022897 | 0.28198 | 0.62343 | 0.35042 | 0.41447 | 0.06293 | 2.9619 | 62 | 0 | 62 | 51.9 | 25.9 | 26 | 47.25 | 0 | 29.71 | 0 | 47.25 | 0 | 76.31 | 0 | [5 empty] | 4113.48 | 2.5991 | 0 | 0 | 1.48 | 0.23 | 0.19 | 0.8 |  |  | 86.508 | 43.1479 | 37.1848 | 434.722 | 0 | 0 | 0 | 0 | 110.455 | 345.22 | 395.209 | 26.3203 | 1478.77 | 0 | 0 | 0 | 0 | 0 | 94.411 | 43.3639 | 37.1848 | 170.484 | -422.26 | 110.455 | 344.258 | 395.209 | 26.3203 | 799.426 | 0 | 0 | 0 | 0 | 219.551 | 169.232 | 37.1848 | 453.082 | 466.012 | 457.129 | 502.216 | 78.6174 | 2383.02 | 0 | 0 | 0 | 0 | [17 empty] | -4111.26 | -45.16 | 0 | 12.42 | 29.89 | 2.55 | 0 | 32.52 | 30.04 | 30.76 | 33.52 | 4 | 175.7
2019-04-04 10:40 | RIBD\ED9\ED9_CZ08_2100_NGAS.RIBD19 | v30 08 S21 G20 M01 | 8 | 1 | 2100 | Proposed and Standard | FAIL | 1.22 | 0.7 | -25.4 | 46.5 | 28.7461 | 192.016 | 200.523 | 0 | 0 | 0 | 0 | 0 | 505.557 | 957.686 | 2025.88 | 119.621 | 4030.03 | 421.285 | 42.421 | 105.867 | 0 | 42.7925 | 191.08 | 148.288 | 4.83 | 9.69 | 2.55 | 10.07 | 0 | 0 | 0 | 0 | 7.04 | 16.66 | 26.6 | 1.57 | 79.01 | 27.14 | 0 | 0.46762 | 0.022897 | 0 | 0 | 0 | 0 | 0 | 0.13421 | 0.14128 | 0.30364 | 0.020387 | 1.09 | 0.49051 | 28.2073 | 191.206 | 200.523 | 85.2228 | -4113.94 | 505.557 | 957.723 | 2025.88 | 119.621 | -0.0005497 | 505.159 | 41.6258 | 108.742 | 42.7925 | 193.16 | 150.368 | 4.75 | 9.63 | 2.55 | 11.43 | -44.4 | 7.04 | 16.66 | 26.6 | 1.57 | 35.83 | 28.36 | 0 | 0.46433 | 0.022897 | 0.014324 | 0 | 0.13421 | 0.14127 | 0.30364 | 0.020387 | 1.1011 | 0.50156 | BEMCmpMgr 2019.0.11 Alpha (1276) | CSE19 0.860.0 EXE | MPCBECC | Natural Gas | 0.01104 | 0.011044 | -120.5 | 4.3 | 28.7461 | 192.016 | 200.523 | 0 | 0 | 0 | 0 | 0 | 505.557 | 957.686 | 2025.88 | 119.621 | 4030.03 | 42.421 | 105.867 | 0 | 42.7925 | 191.08 | 4.83 | 9.69 | 2.55 | 10.07 | 0 | 0 | 0 | 0 | 7.04 | 16.66 | 26.6 | 1.57 | 79.01 | 0 | 0.46762 | 0.022897 | 0 | 0 | 0 | 0 | 0 | 0.13421 | 0.14128 | 0.30364 | 0.020387 | 1.09 | 132.37 | 687.713 | 200.523 | 0 | 2135 | 930.001 | 2637.81 | 297.5 | 7020.92 | 110.162 | 161.254 | 65.4 | 336.816 | 12.5583 | 30.69 | 2.55 | 32.6383 | 30.04 | 22.6152 | 34.93 | 4 | 170.022 | 13.22 | 30.69 | 2.55 | 15.34 | 30.04 | 18.14 | 34.93 | 4 | 148.91 | 0 | 1.246 | 0.022897 | 0 | 0.62343 | 0.11804 | 0.43196 | 0.06293 | 2.5053 | 46.5 | 0 | 46.5 | 47.2 | 26.1 | 21.1 | 12.57 | 14.57 | 13.61 | 14.75 | 12.57 | 14.57 | 34.77 | 43.6666 | [5 empty] | 4115.15 | 2.6002 | 0 | 0 | 1.81 | 0.18 | 0.24 | 1.41 |  |  | 5.6624 | 43.8196 | 37.1848 | 0 | 0 | 0 | 0 | 0 | 110.455 | 175.157 | 395.209 | 26.3203 | 793.808 | 225.129 | 561.839 | 0 | 227.101 | 1014.07 | 5.559 | 43.5911 | 37.1848 | 15.3582 | -422.431 | 110.455 | 175.163 | 395.209 | 26.3203 | 386.409 | 220.909 | 577.098 | 227.101 | 1025.11 | 26.6601 | 177.338 | 37.1848 | 0 | 466.012 | 175.562 | 523.41 | 78.6174 | 1484.79 | 584.633 | 855.779 | 347.08 | 1787.49 | [17 empty] | -4112.47 | -44.36 | 0 | 13.21 | 30.69 | 2.55 | 0 | 15.23 | 30.04 | 18.14 | 34.93 | 4 | 148.79
2019-04-04 10:40 | RIBD\ED9\ED9_CZ08_2700_ELEC.RIBD19 | v30 08 S27 G20 M02 | 8 | 1 | 2700 | Proposed and Standard | FAIL | -16.79 | -10 | -34.8 | 61.1 | 498.867 | 310.684 | 252.091 | 2785.73 | 0 | 0 | 0 | 0 | 615.745 | 2268.99 | 2371.31 | 151.515 | 9254.93 | 3847.38 | 0 | 0 | 0 | 0 | 0 | 0 | 4.48 | 12.1 | 2.5 | 28.16 | 0 | 0 | 0 | 0 | 6.67 | 23.57 | 24.21 | 1.55 | 103.24 | 47.24 | 0 | 0.80605 | 0.028786 | 0.36651 | 0 | 0 | 0 | 0 | 0.16346 | 0.47641 | 0.35412 | 0.025823 | 2.2212 | 1.2013 | 526.696 | 311.37 | 252.091 | 1130.79 | -4904.77 | 615.745 | 2260.01 | 2371.31 | 151.515 | 2714.75 | 2220.95 | 0 | 0 | 0 | 0 | 0 | 4.73 | 12.35 | 2.5 | 10.87 | -41.98 | 6.67 | 23.48 | 24.21 | 1.55 | 44.38 | 30.45 | 0 | 0.82776 | 0.028786 | 0.1054 | 0 | 0.16346 | 0.47566 | 0.35412 | 0.025823 | 1.981 | 0.96194 | BEMCmpMgr 2019.0.11 Alpha (1276) | CSE19 0.860.0 EXE | MPCBECC | Propane | -0.24014 | -0.2394 | -132.6 | -55.1 | 498.867 | 310.684 | 252.091 | 2785.73 | 0 | 0 | 0 | 0 | 615.745 | 2268.99 | 2371.31 | 151.515 | 9254.93 | 0 | 0 | 0 | 0 | 0 | 4.48 | 12.1 | 2.5 | 28.16 | 0 | 0 | 0 | 0 | 6.67 | 23.57 | 24.21 | 1.55 | 103.24 | 0 | 0.80605 | 0.028786 | 0.36651 | 0 | 0 | 0 | 0 | 0.16346 | 0.47641 | 0.35412 | 0.025823 | 2.2212 | 1404.87 | 970.773 | 252.091 | 2896.85 | 2615 | 2596 | 3146.01 | 327.5 | 14209.1 | 0 | 0 | 0 | 0 | 12.61 | 33.8 | 2.5 | 29.24 | 28.61 | 26.46 | 32.41 | 3.43 | 169.06 | 12.61 | 33.8 | 2.5 | 29.24 | 28.61 | 26.46 | 32.41 | 3.43 | 169.06 | 0 | 1.6982 | 0.028786 | 0.37823 | 0.76359 | 0.38997 | 0.51519 | 0.069276 | 3.8432 | 61.1 | 0 | 61.1 | 51.1 | 24.8 | 26.3 | 47.24 | 0 | 30.45 | 0 | 47.24 | 0 | 78.15 | 0 | [5 empty] | 4906.21 | 3.1 | 0 | 0 | 1.75 | 0.28 | 0.23 | 0.95 |  |  | 103.406 | 73.6206 | 46.7476 | 500.057 | 0 | 0 | 0 | 0 | 134.529 | 398.393 | 462.36 | 33.3379 | 1752.45 | 0 | 0 | 0 | 0 | 0 | 109.196 | 73.9199 | 46.7476 | 196.798 | -503.636 | 134.529 | 396.837 | 462.36 | 33.3379 | 950.089 | 0 | 0 | 0 | 0 | 287.886 | 247.967 | 46.7476 | 520.154 | 570.783 | 505.907 | 624.249 | 86.5452 | 2890.24 | 0 | 0 | 0 | 0 | [17 empty] | -4912.02 | -41.96 | 0 | 12.6 | 33.79 | 2.49 | 0 | 27.36 | 28.61 | 26.46 | 32.41 | 3.43 | 167.15
2019-04-04 10:40 | RIBD\ED9\ED9_CZ08_2700_NGAS.RIBD19 | v30 08 S27 G20 M01 | 8 | 1 | 2700 | Proposed and Standard | FAIL | 0.73 | 0.4 | -25 | 46.6 | 34.2689 | 313.823 | 252.091 | 0 | 0 | 0 | 0 | 0 | 615.745 | 1082.51 | 2371.31 | 151.515 | 4821.26 | 600.183 | 50.5711 | 119.367 | 0 | 48.2342 | 218.172 | 169.938 | 4.48 | 12.21 | 2.5 | 8.81 | 0 | 0 | 0 | 0 | 6.67 | 15.01 | 24.21 | 1.55 | 75.44 | 28 | 0 | 0.81646 | 0.028786 | 0 | 0 | 0 | 0 | 0 | 0.16346 | 0.17782 | 0.35412 | 0.025823 | 1.5665 | 0.84524 | 33.1433 | 312.36 | 252.091 | 87.749 | -4906.53 | 615.745 | 1082.61 | 2371.31 | 151.515 | -0.00081805 | 685.343 | 48.9099 | 120.484 | 48.2342 | 217.628 | 169.394 | 4.34 | 12.11 | 2.5 | 9.78 | -41.16 | 6.67 | 15.01 | 24.21 | 1.55 | 35.01 | 28.73 | 0 | 0.81135 | 0.028786 | 0.012978 | 0 | 0.16346 | 0.17781 | 0.35412 | 0.025823 | 1.5743 | 0.85312 | BEMCmpMgr 2019.0.11 Alpha (1276) | CSE19 0.860.0 EXE | MPCBECC | Natural Gas | 0.0078717 | 0.0078753 | -115.5 | 2.5 | 34.2689 | 313.823 | 252.091 | 0 | 0 | 0 | 0 | 0 | 615.745 | 1082.51 | 2371.31 | 151.515 | 4821.26 | 50.5711 | 119.367 | 0 | 48.2342 | 218.172 | 4.48 | 12.21 | 2.5 | 8.81 | 0 | 0 | 0 | 0 | 6.67 | 15.01 | 24.21 | 1.55 | 75.44 | 0 | 0.81646 | 0.028786 | 0 | 0 | 0 | 0 | 0 | 0.16346 | 0.17782 | 0.35412 | 0.025823 | 1.5665 | 173.391 | 1005.38 | 252.091 | 0 | 2615 | 989.001 | 3267.2 | 327.5 | 8629.56 | 144.301 | 173.948 | 73.4 | 391.649 | 12.777 | 34.42 | 2.5 | 27.3191 | 28.61 | 19.2031 | 33.65 | 3.43 | 161.909 | 13.45 | 34.42 | 2.5 | 12.84 | 28.61 | 15.3 | 33.65 | 3.43 | 144.2 | 0 | 1.7349 | 0.028786 | 0 | 0.76359 | 0.12681 | 0.53503 | 0.069276 | 3.2584 | 46.6 | 0 | 46.6 | 47 | 25.4 | 21.6 | 15.02 | 12.98 | 15.81 | 12.92 | 15.02 | 12.98 | 38.48 | 38.5361 | [5 empty] | 4907.96 | 3.1011 | 0 | 0 | 2.12 | 0.22 | 0.29 | 1.62 |  |  | 6.761 | 74.4627 | 46.7476 | 0 | 0 | 0 | 0 | 0 | 134.529 | 199.638 | 462.36 | 33.3379 | 957.836 | 268.382 | 633.484 | 0 | 255.98 | 1157.85 | 6.5436 | 74.0592 | 46.7476 | 15.8608 | -503.816 | 134.529 | 199.656 | 462.36 | 33.3379 | 469.277 | 259.567 | 639.414 | 255.98 | 1154.96 | 35.1088 | 256.641 | 46.7476 | 0 | 570.783 | 187.036 | 648.296 | 86.5452 | 1831.16 | 765.809 | 923.148 | 389.536 | 2078.49 | [17 empty] | -4913.37 | -41.21 | 0 | 13.43 | 34.41 | 2.49 | 0 | 12.74 | 28.61 | 15.3 | 33.65 | 3.43 | 144.06
2019-04-04 10:40 | RIBD\ED9\ED9_CZ08_6960_ELEC.RIBD19 | v30 08 S69 G15 M02 | 8 | 8 | 6960 | Proposed and Standard | FAIL | -30.43 | -13.4 | -47 | 76.8 | 313.174 | 1798.16 | 785.772 | 13079.9 | 0 | 0 | 0 | 0 | 2033.7 | 12078.9 | 12062 | 433.914 | 42585.5 | 15977.1 | 0 | 0 | 0 | 0 | 0 | 0 | 1.09 | 19.58 | 3.02 | 47.69 | 0 | 0 | 0 | 0 | 8.55 | 47.47 | 47.83 | 1.72 | 176.95 | 71.38 | 0 | 3.432 | 0.089726 | 0.84879 | 0 | 0 | 0 | 0 | 0.53989 | 1.435 | 1.8235 | 0.073953 | 8.2428 | 4.3705 | 756.169 | 1338.06 | 785.772 | 4978.98 | -23103.2 | 2033.7 | 12002.9 | 12062 | 433.914 | 11288.2 | 7858.98 | 0 | 0 | 0 | 0 | 0 | 2.61 | 17.22 | 3.02 | 18.1 | -77.54 | 8.55 | 47.19 | 47.83 | 1.72 | 68.7 | 40.95 | 0 | 3.0051 | 0.089726 | 0.31803 | 0 | 0.53989 | 1.4323 | 1.8235 | 0.073953 | 7.2824 | 3.4129 | BEMCmpMgr 2019.0.11 Alpha (1276) | CSE19 0.860.0 EXE | MPCBECC | Propane | -0.96035 | -0.95764 | -157.6 | -74.3 | 313.174 | 1798.16 | 785.772 | 13079.9 | 0 | 0 | 0 | 0 | 2033.7 | 12078.9 | 12062 | 433.914 | 42585.5 | 0 | 0 | 0 | 0 | 0 | 1.09 | 19.58 | 3.02 | 47.69 | 0 | 0 | 0 | 0 | 8.55 | 47.47 | 47.83 | 1.72 | 176.95 | 0 | 3.432 | 0.089726 | 0.84879 | 0 | 0 | 0 | 0 | 0.53989 | 1.435 | 1.8235 | 0.073953 | 8.2428 | 1623.93 | 4462.8 | 785.772 | 13882.6 | 5894.96 | 15077.5 | 10697.7 | 540.499 | 52965.8 | 0 | 0 | 0 | 0 | 5.65 | 42.3 | 3.02 | 50.16 | 25.02 | 59.43 | 42.75 | 2.19 | 230.52 | 5.65 | 42.3 | 3.02 | 50.16 | 25.02 | 59.43 | 42.75 | 2.19 | 230.52 | 0 | 5.3043 | 0.089726 | 0.96864 | 1.7213 | 2.2058 | 1.7518 | 0.11433 | 12.156 | 76.8 | 0 | 76.8 | 63.4 | 33.6 | 29.8 | 71.38 | 0 | 40.95 | 0 | 71.38 | 0 | 101.13 | 0 | [5 empty] | 23110 | 14.602 | 0 | 0 | 7.8 | 1.48 | 0.89 | 3.99 |  |  | 65.4438 | 491.906 | 145.713 | 2203.83 | 0 | 0 | 0 | 0 | 444.325 | 1998.51 | 2355.87 | 95.4742 | 7801.08 | 0 | 0 | 0 | 0 | 0 | 145.182 | 368.339 | 145.713 | 826.363 | -2372.31 | 444.325 | 1985.02 | 2355.87 | 95.4742 | 3993.98 | 0 | 0 | 0 | 0 | 333.718 | 1092.74 | 145.713 | 2349.03 | 1286.71 | 2922.79 | 2122.71 | 142.832 | 10396.2 | 0 | 0 | 0 | 0 | [17 empty] | -23124.2 | -77.04 | 0 | 5.64 | 42.35 | 3.02 | 0 | 51.37 | 25.02 | 59.43 | 42.75 | 2.19 | 231.77
2019-04-04 10:40 | RIBD\ED9\ED9_CZ08_6960_NGAS.RIBD19 | v30 08 S69 G15 M01 | 8 | 8 | 6960 | Proposed and Standard | FAIL | 3.44 | 1.6 | -34 | 59.5 | 7.3505 | 1773.43 | 785.772 | 0 | 0 | 0 | 0 | 0 | 2033.7 | 5460.35 | 12062 | 433.914 | 22556.5 | 2566.55 | 10.8472 | 544.129 | 0 | 271.564 | 826.54 | 554.976 | 0.38 | 19.57 | 3.02 | 15.6 | 0 | 0 | 0 | 0 | 8.55 | 29.07 | 47.83 | 1.72 | 125.74 | 38.57 | 0 | 3.4364 | 0.089726 | 0 | 0 | 0 | 0 | 0 | 0.53989 | 0.67074 | 1.8235 | 0.073953 | 6.6342 | 3.5261 | 7.3505 | 1773.43 | 785.772 | 549.161 | -23105.6 | 2033.7 | 5460.35 | 12062 | 433.914 | -0.00073334 | 3115.71 | 10.8472 | 591.853 | 271.564 | 874.264 | 602.7 | 0.38 | 19.57 | 3.02 | 19.04 | -75.22 | 8.55 | 29.07 | 47.83 | 1.72 | 53.96 | 42.01 | 0 | 3.4364 | 0.089726 | 0.065314 | 0 | 0.53989 | 0.67074 | 1.8235 | 0.073953 | 6.6995 | 3.5914 | BEMCmpMgr 2019.0.11 Alpha (1276) | CSE19 0.860.0 EXE | MPCBECC | Natural Gas | 0.065314 | 0.065314 | -133 | 8.2 | 7.3505 | 1773.43 | 785.772 | 0 | 0 | 0 | 0 | 0 | 2033.7 | 5460.35 | 12062 | 433.914 | 22556.5 | 10.8472 | 544.129 | 0 | 271.564 | 826.54 | 0.38 | 19.57 | 3.02 | 15.6 | 0 | 0 | 0 | 0 | 8.55 | 29.07 | 47.83 | 1.72 | 125.74 | 0 | 3.4364 | 0.089726 | 0 | 0 | 0 | 0 | 0 | 0.53989 | 0.67074 | 1.8235 | 0.073953 | 6.6342 | 200.444 | 4237.88 | 785.772 | 0 | 5894.96 | 6547.68 | 10697.7 | 540.499 | 28905 | 166.816 | 992.839 | 291.124 | 1450.78 | 5.7093 | 41.11 | 3.02 | 51.7636 | 25.02 | 39.9014 | 42.75 | 2.19 | 211.464 | 6.06 | 41.11 | 3.02 | 28.47 | 25.02 | 33.64 | 42.75 | 2.19 | 182.26 | 0 | 5.1851 | 0.089726 | 0 | 1.7213 | 0.80892 | 1.7518 | 0.11433 | 9.6712 | 59.5 | 0 | 59.5 | 61.1 | 35.6 | 25.5 | 22.62 | 15.95 | 24.72 | 17.29 | 22.62 | 15.95 | 44.83 | 56.773 | [5 empty] | 23112.4 | 14.6035 | 0 | 0 | 8.9 | 1.06 | 1.32 | 6.88 |  |  | 1.4129 | 485.109 | 145.713 | 0 | 0 | 0 | 0 | 0 | 444.325 | 984.473 | 2355.87 | 95.4742 | 4512.38 | 57.5663 | 2887.71 | 0 | 1441.2 | 4386.48 | 1.4129 | 485.109 | 145.713 | 97.7154 | -2372.55 | 444.325 | 984.473 | 2355.87 | 95.4742 | 2237.54 | 57.5663 | 3140.98 | 1441.2 | 4639.75 | 40.4129 | 1041.32 | 145.713 | 0 | 1286.71 | 1230.25 | 2122.71 | 142.832 | 6009.94 | 885.295 | 5269.03 | 1545 | 7699.33 | [17 empty] | -23127.2 | -75.16 | 0 | 6.06 | 41.11 | 3.02 | 0 | 28.49 | 25.02 | 33.64 | 42.75 | 2.19 | 182.28
2019-04-04 10:40 | RIBD\ED9\ED9_CZ09_2100_ELEC.RIBD19 | v30 09 S21 G20 M02 | 9 | 1 | 2100 | Proposed and Standard | FAIL | -16.24 | -8.2 | -31.8 | 60.8 | 630.955 | 391.186 | 199.529 | 2481.63 | 0 | 0 | 0 | 0 | 505.557 | 2008.33 | 2025.88 | 119.621 | 8362.69 | 3703.3 | 0 | 0 | 0 | 0 | 0 | 0 | 7.25 | 20.67 | 2.53 | 29.56 | 0 | 0 | 0 | 0 | 7.06 | 25.59 | 26.52 | 1.57 | 120.75 | 60.01 | 0 | 1.1127 | 0.022784 | 0.2948 | 0 | 0 | 0 | 0 | 0.13421 | 0.29104 | 0.30364 | 0.020387 | 2.1795 | 1.4303 | 674.549 | 400.763 | 199.529 | 1009.82 | -4326.47 | 505.557 | 2003.02 | 2025.88 | 119.621 | 2612.27 | 2284.66 | 0 | 0 | 0 | 0 | 0 | 7.75 | 21.53 | 2.53 | 11.96 | -46.93 | 7.06 | 25.53 | 26.52 | 1.57 | 57.52 | 43.77 | 0 | 1.1629 | 0.022784 | 0.10108 | 0 | 0.13421 | 0.29037 | 0.30364 | 0.020387 | 2.0354 | 1.2868 | BEMCmpMgr 2019.0.11 Alpha (1276) | CSE19 0.860.0 EXE | MPCBECC | Propane | -0.14415 | -0.14347 | -109.9 | -37.1 | 630.955 | 391.186 | 199.529 | 2481.63 | 0 | 0 | 0 | 0 | 505.557 | 2008.33 | 2025.88 | 119.621 | 8362.69 | 0 | 0 | 0 | 0 | 0 | 7.25 | 20.67 | 2.53 | 29.56 | 0 | 0 | 0 | 0 | 7.06 | 25.59 | 26.52 | 1.57 | 120.75 | 0 | 1.1127 | 0.022784 | 0.2948 | 0 | 0 | 0 | 0 | 0.13421 | 0.29104 | 0.30364 | 0.020387 | 2.1795 | 1517.54 | 1235.93 | 199.529 | 2592.16 | 2135 | 2349 | 2531 | 297.5 | 12857.7 | 0 | 0 | 0 | 0 | 17.41 | 49.2 | 2.53 | 31.19 | 30.1 | 30.67 | 33.45 | 3.98 | 198.53 | 17.41 | 49.2 | 2.53 | 31.19 | 30.1 | 30.67 | 33.45 | 3.98 | 198.53 | 0 | 2.1133 | 0.022784 | 0.36241 | 0.62343 | 0.35042 | 0.41447 | 0.06293 | 3.9497 | 60.8 | 0 | 60.8 | 52.6 | 23.6 | 29 | 60.01 | 0 | 43.77 | 0 | 60.01 | 0 | 100.33 | 0 | [5 empty] | 4327.73 | 2.6487 | 0 | 0 | 1.58 | 0.25 | 0.2 | 0.87 |  |  | 129.196 | 97.9367 | 37.0005 | 433.938 | 0 | 0 | 0 | 0 | 110.455 | 345.5 | 395.209 | 26.3203 | 1575.56 | 0 | 0 | 0 | 0 | 0 | 138.248 | 100.733 | 37.0005 | 166.967 | -446.913 | 110.455 | 344.582 | 395.209 | 26.3203 | 872.601 | 0 | 0 | 0 | 0 | 306.462 | 313.986 | 37.0005 | 450.993 | 466.012 | 457.129 | 502.216 | 78.6174 | 2612.42 | 0 | 0 | 0 | 0 | [17 empty] | -4327.54 | -46.8 | 0 | 17.41 | 49.2 | 2.53 | 0 | 32.33 | 30.1 | 30.67 | 33.45 | 3.98 | 199.67
2019-04-04 10:40 | RIBD\ED9\ED9_CZ09_2100_NGAS.RIBD19 | v30 09 S21 G20 M01 | 9 | 1 | 2100 | Proposed and Standard | FAIL | 1.16 | 0.6 | -23.1 | 47.6 | 42.6614 | 395.133 | 199.529 | 0 | 0 | 0 | 0 | 0 | 505.557 | 957.822 | 2025.88 | 119.621 | 4246.21 | 637.323 | 62.9747 | 105.711 | 0 | 42.7925 | 211.478 | 168.685 | 7.13 | 20.86 | 2.53 | 10.07 | 0 | 0 | 0 | 0 | 7.06 | 16.46 | 26.52 | 1.57 | 92.2 | 40.59 | 0 | 1.1232 | 0.022784 | 0 | 0 | 0 | 0 | 0 | 0.13421 | 0.14361 | 0.30364 | 0.020387 | 1.7478 | 1.146 | 41.9862 | 393.193 | 199.529 | 85.224 | -4328.84 | 505.557 | 957.849 | 2025.88 | 119.621 | -0.00049166 | 719.932 | 61.978 | 108.609 | 42.7925 | 213.379 | 170.587 | 7.02 | 20.77 | 2.53 | 11.43 | -45.99 | 7.06 | 16.46 | 26.52 | 1.57 | 47.37 | 41.75 | 0 | 1.1177 | 0.022784 | 0.014324 | 0 | 0.13421 | 0.1436 | 0.30364 | 0.020387 | 1.7567 | 1.1548 | BEMCmpMgr 2019.0.11 Alpha (1276) | CSE19 0.860.0 EXE | MPCBECC | Natural Gas | 0.0088504 | 0.0088538 | -94.6 | 2.8 | 42.6614 | 395.133 | 199.529 | 0 | 0 | 0 | 0 | 0 | 505.557 | 957.822 | 2025.88 | 119.621 | 4246.21 | 62.9747 | 105.711 | 0 | 42.7925 | 211.478 | 7.13 | 20.86 | 2.53 | 10.07 | 0 | 0 | 0 | 0 | 7.06 | 16.46 | 26.52 | 1.57 | 92.2 | 0 | 1.1232 | 0.022784 | 0 | 0 | 0 | 0 | 0 | 0.13421 | 0.14361 | 0.30364 | 0.020387 | 1.7478 | 180.088 | 1276.44 | 199.529 | 0 | 2135 | 930.001 | 2637.81 | 297.5 | 7656.37 | 149.92 | 161.064 | 65.4 | 376.385 | 17.4192 | 50.09 | 2.53 | 31.9792 | 30.1 | 22.5752 | 34.86 | 3.98 | 193.534 | 17.88 | 50.09 | 2.53 | 15.35 | 30.1 | 18.1 | 34.86 | 3.98 | 172.89 | 0 | 2.148 | 0.022784 | 0 | 0.62343 | 0.11804 | 0.43196 | 0.06293 | 3.4071 | 47.6 | 0 | 47.6 | 48.2 | 23.7 | 24.5 | 23.88 | 16.71 | 24.87 | 16.88 | 23.88 | 16.71 | 54.68 | 47.3384 | [5 empty] | 4330.11 | 2.6502 | 0 | 0 | 1.97 | 0.19 | 0.25 | 1.55 |  |  | 8.2015 | 99.0118 | 37.0005 | 0 | 0 | 0 | 0 | 0 | 110.455 | 175.366 | 395.209 | 26.3203 | 851.564 | 334.209 | 561.01 | 0 | 227.101 | 1122.32 | 8.0733 | 98.4797 | 37.0005 | 15.3583 | -447.158 | 110.455 | 175.37 | 395.209 | 26.3203 | 419.108 | 328.919 | 576.391 | 227.101 | 1132.41 | 35.9063 | 323.981 | 37.0005 | 0 | 466.012 | 175.562 | 523.41 | 78.6174 | 1640.49 | 795.632 | 854.774 | 347.08 | 1997.49 | [17 empty] | -4329.32 | -45.96 | 0 | 17.88 | 50.09 | 2.53 | 0 | 15.23 | 30.1 | 18.1 | 34.86 | 3.98 | 172.77
2019-04-04 10:40 | RIBD\ED9\ED9_CZ09_2700_ELEC.RIBD19 | v30 09 S27 G20 M02 | 9 | 1 | 2700 | Proposed and Standard | FAIL | -15.55 | -8 | -30.7 | 59.5 | 764.116 | 588.613 | 249.748 | 2779.15 | 0 | 0 | 0 | 0 | 615.745 | 2269.52 | 2371.31 | 151.515 | 9789.71 | 4381.62 | 0 | 0 | 0 | 0 | 0 | 0 | 6.83 | 23.17 | 2.46 | 26.87 | 0 | 0 | 0 | 0 | 6.68 | 23.42 | 24.13 | 1.55 | 115.11 | 59.33 | 0 | 1.6234 | 0.028518 | 0.41968 | 0 | 0 | 0 | 0 | 0.16346 | 0.4792 | 0.35412 | 0.025823 | 3.0942 | 2.0716 | 793.676 | 600.399 | 249.748 | 1111.83 | -5195.91 | 615.745 | 2260.98 | 2371.31 | 151.515 | 2959.29 | 2755.65 | 0 | 0 | 0 | 0 | 0 | 7.09 | 24.16 | 2.46 | 10.07 | -43.78 | 6.68 | 23.34 | 24.13 | 1.55 | 55.7 | 43.78 | 0 | 1.6942 | 0.028518 | 0.067457 | 0 | 0.16346 | 0.47863 | 0.35412 | 0.025823 | 2.8122 | 1.7902 | BEMCmpMgr 2019.0.11 Alpha (1276) | CSE19 0.860.0 EXE | MPCBECC | Propane | -0.28199 | -0.28142 | -106.7 | -35.5 | 764.116 | 588.613 | 249.748 | 2779.15 | 0 | 0 | 0 | 0 | 615.745 | 2269.52 | 2371.31 | 151.515 | 9789.71 | 0 | 0 | 0 | 0 | 0 | 6.83 | 23.17 | 2.46 | 26.87 | 0 | 0 | 0 | 0 | 6.68 | 23.42 | 24.13 | 1.55 | 115.11 | 0 | 1.6234 | 0.028518 | 0.41968 | 0 | 0 | 0 | 0 | 0.16346 | 0.4792 | 0.35412 | 0.025823 | 3.0942 | 1999.86 | 1808.27 | 249.748 | 2890.97 | 2615 | 2596 | 3146.01 | 327.5 | 15633.4 | 0 | 0 | 0 | 0 | 17.84 | 54.37 | 2.46 | 27.86 | 28.67 | 26.39 | 32.33 | 3.41 | 193.33 | 17.84 | 54.37 | 2.46 | 27.86 | 28.67 | 26.39 | 32.33 | 3.41 | 193.33 | 0 | 2.9595 | 0.028518 | 0.41865 | 0.76359 | 0.38997 | 0.51519 | 0.069276 | 5.1447 | 59.5 | 0 | 59.5 | 51.5 | 22.7 | 28.8 | 59.33 | 0 | 43.78 | 0 | 59.33 | 0 | 102.53 | 0 | [5 empty] | 5197.44 | 3.181 | 0 | 0 | 1.88 | 0.29 | 0.24 | 1.04 |  |  | 156.752 | 148.35 | 46.313 | 501.176 | 0 | 0 | 0 | 0 | 134.529 | 398.715 | 462.36 | 33.3379 | 1881.53 | 0 | 0 | 0 | 0 | 0 | 162.828 | 151.788 | 46.313 | 192.218 | -536.725 | 134.529 | 397.241 | 462.36 | 33.3379 | 1043.89 | 0 | 0 | 0 | 0 | 405.839 | 454.016 | 46.313 | 519.785 | 570.783 | 505.907 | 624.249 | 86.5452 | 3213.44 | 0 | 0 | 0 | 0 | [17 empty] | -5203.44 | -43.76 | 0 | 17.84 | 54.37 | 2.46 | 0 | 26.43 | 28.67 | 26.39 | 32.33 | 3.41 | 191.9
2019-04-04 10:40 | RIBD\ED9\ED9_CZ09_2700_NGAS.RIBD19 | v30 09 S27 G20 M01 | 9 | 1 | 2700 | Proposed and Standard | FAIL | 0.65 | 0.3 | -22.6 | 47.4 | 51.6598 | 593.252 | 249.748 | 0 | 0 | 0 | 0 | 0 | 615.745 | 1082.67 | 2371.31 | 151.515 | 5115.9 | 894.66 | 76.2578 | 119.067 | 0 | 48.2342 | 243.559 | 195.325 | 6.71 | 23.38 | 2.46 | 8.8 | 0 | 0 | 0 | 0 | 6.68 | 14.88 | 24.13 | 1.55 | 88.59 | 41.35 | 0 | 1.6355 | 0.028518 | 0 | 0 | 0 | 0 | 0 | 0.16346 | 0.1806 | 0.35412 | 0.025823 | 2.388 | 1.664 | 50.2347 | 589.143 | 249.748 | 87.749 | -5198.19 | 615.745 | 1082.75 | 2371.31 | 151.515 | -0.00031052 | 976.875 | 74.1541 | 120.229 | 48.2342 | 242.617 | 194.383 | 6.53 | 23.24 | 2.46 | 9.77 | -42.92 | 6.68 | 14.88 | 24.13 | 1.55 | 46.32 | 42 | 0 | 1.6251 | 0.028518 | 0.012978 | 0 | 0.16346 | 0.1806 | 0.35412 | 0.025823 | 2.3906 | 1.6666 | BEMCmpMgr 2019.0.11 Alpha (1276) | CSE19 0.860.0 EXE | MPCBECC | Natural Gas | 0.0026337 | 0.0026422 | -91.3 | 1.5 | 51.6598 | 593.252 | 249.748 | 0 | 0 | 0 | 0 | 0 | 615.745 | 1082.67 | 2371.31 | 151.515 | 5115.9 | 76.2578 | 119.067 | 0 | 48.2342 | 243.559 | 6.71 | 23.38 | 2.46 | 8.8 | 0 | 0 | 0 | 0 | 6.68 | 14.88 | 24.13 | 1.55 | 88.59 | 0 | 1.6355 | 0.028518 | 0 | 0 | 0 | 0 | 0 | 0.16346 | 0.1806 | 0.35412 | 0.025823 | 2.388 | 238.629 | 1852.21 | 249.748 | 0 | 2615 | 989.001 | 3267.2 | 327.5 | 9539.29 | 198.655 | 173.621 | 73.4 | 445.676 | 17.9358 | 55.11 | 2.46 | 26.7292 | 28.67 | 19.1631 | 33.58 | 3.41 | 187.058 | 18.41 | 55.11 | 2.46 | 12.83 | 28.67 | 15.26 | 33.58 | 3.41 | 169.73 | 0 | 2.9961 | 0.028518 | 0 | 0.76359 | 0.12681 | 0.53503 | 0.069276 | 4.5193 | 47.4 | 0 | 47.4 | 47.7 | 22.9 | 24.8 | 26.3 | 15.05 | 27.04 | 14.96 | 26.3 | 15.05 | 59.7 | 42.535 | [5 empty] | 5199.71 | 3.1824 | 0 | 0 | 2.33 | 0.23 | 0.31 | 1.8 |  |  | 9.9448 | 149.586 | 46.313 | 0 | 0 | 0 | 0 | 0 | 134.529 | 199.881 | 462.36 | 33.3379 | 1035.95 | 404.703 | 631.894 | 0 | 255.98 | 1292.58 | 9.6747 | 148.462 | 46.313 | 15.8608 | -536.96 | 134.529 | 199.895 | 462.36 | 33.3379 | 513.471 | 393.538 | 638.06 | 255.98 | 1287.58 | 47.8339 | 464.736 | 46.313 | 0 | 570.783 | 187.036 | 648.296 | 86.5452 | 2051.54 | 1054.27 | 921.412 | 389.536 | 2365.22 | [17 empty] | -5205.21 | -42.96 | 0 | 18.41 | 55.11 | 2.46 | 0 | 12.74 | 28.67 | 15.26 | 33.58 | 3.41 | 169.64
2019-04-04 10:40 | RIBD\ED9\ED9_CZ09_6960_ELEC.RIBD19 | v30 09 S69 G15 M02 | 9 | 8 | 6960 | Proposed and Standard | FAIL | -28.97 | -11.6 | -42.9 | 73.3 | 601.956 | 2630.18 | 785.772 | 13062 | 0 | 0 | 0 | 0 | 2033.7 | 12054.8 | 12062 | 433.914 | 43664.3 | 17079.9 | 0 | 0 | 0 | 0 | 0 | 0 | 2.08 | 27.86 | 3.01 | 47.69 | 0 | 0 | 0 | 0 | 8.56 | 46.28 | 47.68 | 1.72 | 184.88 | 80.64 | 0 | 4.9065 | 0.089726 | 1.0418 | 0 | 0 | 0 | 0 | 0.53989 | 1.4379 | 1.8235 | 0.073953 | 9.9133 | 6.0381 | 1296.45 | 2158.28 | 785.772 | 4938.42 | -23918.7 | 2033.7 | 11998.1 | 12062 | 433.914 | 11787.9 | 9178.92 | 0 | 0 | 0 | 0 | 0 | 4.45 | 26.64 | 3.01 | 17.57 | -79.12 | 8.56 | 46.07 | 47.68 | 1.72 | 76.58 | 51.67 | 0 | 4.7882 | 0.089726 | 0.3011 | 0 | 0.53989 | 1.4352 | 1.8235 | 0.073953 | 9.0516 | 5.179 | BEMCmpMgr 2019.0.11 Alpha (1276) | CSE19 0.860.0 EXE | MPCBECC | Propane | -0.86172 | -0.85909 | -141.4 | -56.1 | 601.956 | 2630.18 | 785.772 | 13062 | 0 | 0 | 0 | 0 | 2033.7 | 12054.8 | 12062 | 433.914 | 43664.3 | 0 | 0 | 0 | 0 | 0 | 2.08 | 27.86 | 3.01 | 47.69 | 0 | 0 | 0 | 0 | 8.56 | 46.28 | 47.68 | 1.72 | 184.88 | 0 | 4.9065 | 0.089726 | 1.0418 | 0 | 0 | 0 | 0 | 0.53989 | 1.4379 | 1.8235 | 0.073953 | 9.9133 | 2760.69 | 6506.06 | 785.772 | 13861.1 | 5894.96 | 15077.5 | 10697.7 | 540.499 | 56124.3 | 0 | 0 | 0 | 0 | 9.54 | 60.91 | 3.01 | 49.67 | 25.08 | 59.26 | 42.65 | 2.18 | 252.3 | 9.54 | 60.91 | 3.01 | 49.67 | 25.08 | 59.26 | 42.65 | 2.18 | 252.3 | 0 | 8.0846 | 0.089726 | 0.93938 | 1.7213 | 2.2058 | 1.7518 | 0.11433 | 14.907 | 73.3 | 0 | 73.3 | 61.7 | 31.3 | 30.4 | 80.64 | 0 | 51.67 | 0 | 80.64 | 0 | 123.13 | 0 | [5 empty] | 23925.8 | 14.6434 | 0 | 0 | 8.06 | 1.56 | 0.92 | 4.21 |  |  | 121.802 | 711.041 | 145.713 | 2188.88 | 0 | 0 | 0 | 0 | 444.325 | 1994.3 | 2355.87 | 95.4742 | 8057.41 | 0 | 0 | 0 | 0 | 0 | 246.262 | 587.115 | 145.713 | 817.389 | -2470.75 | 444.325 | 1984.22 | 2355.87 | 95.4742 | 4205.63 | 0 | 0 | 0 | 0 | 558.082 | 1582.44 | 145.713 | 2335.74 | 1286.71 | 2922.79 | 2122.71 | 142.832 | 11097 | 0 | 0 | 0 | 0 | [17 empty] | -23938.1 | -78.6 | 0 | 9.54 | 60.92 | 3.01 | 0 | 52.9 | 25.08 | 59.26 | 42.65 | 2.18 | 255.54
2019-04-04 10:40 | RIBD\ED9\ED9_CZ09_6960_NGAS.RIBD19 | v30 09 S69 G15 M01 | 9 | 8 | 6960 | Proposed and Standard | FAIL | 3.43 | 1.5 | -31.2 | 57.2 | 19.6429 | 2601.74 | 785.772 | 0 | 0 | 0 | 0 | 0 | 2033.7 | 5436.15 | 12062 | 433.914 | 23372.9 | 3407.15 | 28.9959 | 543.145 | 0 | 271.564 | 843.705 | 572.141 | 1 | 27.96 | 3.01 | 15.6 | 0 | 0 | 0 | 0 | 8.56 | 28.86 | 47.68 | 1.72 | 134.39 | 47.57 | 0 | 4.9446 | 0.089726 | 0 | 0 | 0 | 0 | 0 | 0.53989 | 0.67359 | 1.8235 | 0.073953 | 8.1453 | 5.0343 | 19.6429 | 2601.74 | 785.772 | 549.166 | -23922 | 2033.7 | 5436.15 | 12062 | 433.914 | 3.2918e-05 | 3956.32 | 28.9959 | 591.015 | 271.564 | 891.575 | 620.011 | 1 | 27.96 | 3.01 | 19.03 | -76.7 | 8.56 | 28.86 | 47.68 | 1.72 | 61.12 | 51 | 0 | 4.9446 | 0.089726 | 0.065314 | 0 | 0.53989 | 0.67359 | 1.8235 | 0.073953 | 8.2106 | 5.0996 | BEMCmpMgr 2019.0.11 Alpha (1276) | CSE19 0.860.0 EXE | MPCBECC | Natural Gas | 0.065314 | 0.065314 | -119.9 | 6.7 | 19.6429 | 2601.74 | 785.772 | 0 | 0 | 0 | 0 | 0 | 2033.7 | 5436.15 | 12062 | 433.914 | 23372.9 | 28.9959 | 543.145 | 0 | 271.564 | 843.705 | 1 | 27.96 | 3.01 | 15.6 | 0 | 0 | 0 | 0 | 8.56 | 28.86 | 47.68 | 1.72 | 134.39 | 0 | 4.9446 | 0.089726 | 0 | 0 | 0 | 0 | 0 | 0.53989 | 0.67359 | 1.8235 | 0.073953 | 8.1453 | 325.192 | 6261.61 | 785.772 | 0 | 5894.96 | 6547.68 | 10697.7 | 540.499 | 31053.5 | 270.717 | 991.581 | 291.124 | 1553.42 | 9.5808 | 59.69 | 3.01 | 52.7407 | 25.08 | 39.8114 | 42.65 | 2.18 | 234.743 | 9.75 | 59.69 | 3.01 | 28.48 | 25.08 | 33.55 | 42.65 | 2.18 | 204.39 | 0 | 7.977 | 0.089726 | 0 | 1.7213 | 0.80892 | 1.7518 | 0.11433 | 12.4632 | 57.2 | 0 | 57.2 | 58.7 | 32.7 | 26 | 31.04 | 16.53 | 33.13 | 17.87 | 31.04 | 16.53 | 63.82 | 61.2015 | [5 empty] | 23929.1 | 14.6455 | 0 | 0 | 9.21 | 1.11 | 1.36 | 7.09 |  |  | 3.6374 | 703.754 | 145.713 | 0 | 0 | 0 | 0 | 0 | 444.325 | 980.204 | 2355.87 | 95.4742 | 4728.98 | 153.882 | 2882.49 | 0 | 1441.2 | 4477.57 | 3.6374 | 703.754 | 145.713 | 97.7155 | -2471.09 | 444.325 | 980.204 | 2355.87 | 95.4742 | 2355.61 | 153.882 | 3136.54 | 1441.2 | 4731.62 | 64.7576 | 1527.55 | 145.713 | 0 | 1286.71 | 1230.25 | 2122.71 | 142.832 | 6520.52 | 1436.7 | 5262.35 | 1545 | 8244.06 | [17 empty] | -23941.6 | -76.64 | 0 | 9.75 | 59.69 | 3.01 | 0 | 28.5 | 25.08 | 33.55 | 42.65 | 2.18 | 204.41
2019-04-04 10:40 | RIBD\ED9\ED9_CZ10_2100_ELEC.RIBD19 | v30 10 S21 G20 M02 | 10 | 1 | 2100 | Proposed and Standard | FAIL | -17.37 | -8.5 | -30.9 | 60.2 | 779.005 | 501.156 | 198.867 | 2464.73 | 0 | 0 | 0 | 0 | 505.557 | 2010.85 | 2025.88 | 119.621 | 8605.67 | 3943.76 | 0 | 0 | 0 | 0 | 0 | 0 | 8.96 | 21.38 | 2.52 | 30.81 | 0 | 0 | 0 | 0 | 7.16 | 25.71 | 26.62 | 1.59 | 124.75 | 63.67 | 0 | 1.1943 | 0.022708 | 0.32844 | 0 | 0 | 0 | 0 | 0.13421 | 0.29161 | 0.30364 | 0.020387 | 2.2953 | 1.5454 | 834.555 | 516.311 | 198.867 | 1020.73 | -4445.75 | 505.557 | 2005.68 | 2025.88 | 119.621 | 2781.45 | 2570.46 | 0 | 0 | 0 | 0 | 0 | 9.6 | 22.18 | 2.52 | 12 | -46.6 | 7.16 | 25.64 | 26.62 | 1.59 | 60.71 | 46.3 | 0 | 1.2453 | 0.022708 | 0.1063 | 0 | 0.13421 | 0.29106 | 0.30364 | 0.020387 | 2.1236 | 1.3743 | BEMCmpMgr 2019.0.11 Alpha (1276) | CSE19 0.860.0 EXE | MPCBECC | Propane | -0.17163 | -0.17108 | -105.5 | -37.5 | 779.005 | 501.156 | 198.867 | 2464.73 | 0 | 0 | 0 | 0 | 505.557 | 2010.85 | 2025.88 | 119.621 | 8605.67 | 0 | 0 | 0 | 0 | 0 | 8.96 | 21.38 | 2.52 | 30.81 | 0 | 0 | 0 | 0 | 7.16 | 25.71 | 26.62 | 1.59 | 124.75 | 0 | 1.1943 | 0.022708 | 0.32844 | 0 | 0 | 0 | 0 | 0.13421 | 0.29161 | 0.30364 | 0.020387 | 2.2953 | 1763.25 | 1725.13 | 198.867 | 2572.84 | 2135 | 2349 | 2531 | 297.5 | 13572.6 | 0 | 0 | 0 | 0 | 20.24 | 54.6 | 2.52 | 31.06 | 30.55 | 30.78 | 33.6 | 4.02 | 207.37 | 20.24 | 54.6 | 2.52 | 31.06 | 30.55 | 30.78 | 33.6 | 4.02 | 207.37 | 0 | 2.3356 | 0.022708 | 0.31248 | 0.62343 | 0.35042 | 0.41447 | 0.06293 | 4.122 | 60.2 | 0 | 60.2 | 51.7 | 22.4 | 29.3 | 63.67 | 0 | 46.3 | 0 | 63.67 | 0 | 108.42 | 0 | [5 empty] | 4447.05 | 2.7272 | 0 | 0 | 1.64 | 0.25 | 0.2 | 0.94 |  |  | 160.99 | 130.093 | 36.8778 | 429.273 | 0 | 0 | 0 | 0 | 110.455 | 346.059 | 395.209 | 26.3203 | 1635.28 | 0 | 0 | 0 | 0 | 0 | 172.699 | 134.511 | 36.8778 | 168.752 | -453.66 | 110.455 | 345.17 | 395.209 | 26.3203 | 936.334 | 0 | 0 | 0 | 0 | 358.896 | 430.772 | 36.8778 | 444.112 | 466.012 | 457.129 | 502.216 | 78.6174 | 2774.63 | 0 | 0 | 0 | 0 | [17 empty] | -4446.29 | -46.45 | 0 | 20.24 | 54.6 | 2.52 | 0 | 33.04 | 30.55 | 30.78 | 33.6 | 4.02 | 209.35
2019-04-04 10:40 | RIBD\ED9\ED9_CZ10_2100_NGAS.RIBD19 | v30 10 S21 G20 M01 | 10 | 1 | 2100 | Proposed and Standard | FAIL | 1.17 | 0.5 | -21.9 | 46.5 | 49.8128 | 506.394 | 198.867 | 0 | 0 | 0 | 0 | 0 | 505.557 | 960.157 | 2025.88 | 119.621 | 4366.29 | 755.074 | 73.5348 | 104.974 | 0 | 42.7925 | 221.301 | 178.509 | 8.31 | 21.58 | 2.52 | 10.02 | 0 | 0 | 0 | 0 | 7.16 | 16.52 | 26.62 | 1.59 | 94.32 | 42.43 | 0 | 1.2059 | 0.022708 | 0 | 0 | 0 | 0 | 0 | 0.13421 | 0.14417 | 0.30364 | 0.020387 | 1.831 | 1.2286 | 49.0419 | 503.748 | 198.867 | 85.224 | -4448.13 | 505.557 | 960.184 | 2025.88 | 119.621 | -0.0007134 | 836.881 | 72.3968 | 107.982 | 42.7925 | 223.172 | 180.379 | 8.19 | 21.49 | 2.52 | 11.4 | -45.63 | 7.16 | 16.52 | 26.62 | 1.59 | 49.86 | 43.6 | 0 | 1.2003 | 0.022708 | 0.014324 | 0 | 0.13421 | 0.14417 | 0.30364 | 0.020387 | 1.8397 | 1.2373 | BEMCmpMgr 2019.0.11 Alpha (1276) | CSE19 0.860.0 EXE | MPCBECC | Natural Gas | 0.0086817 | 0.0086865 | -89.2 | 2.7 | 49.8128 | 506.394 | 198.867 | 0 | 0 | 0 | 0 | 0 | 505.557 | 960.157 | 2025.88 | 119.621 | 4366.29 | 73.5348 | 104.974 | 0 | 42.7925 | 221.301 | 8.31 | 21.58 | 2.52 | 10.02 | 0 | 0 | 0 | 0 | 7.16 | 16.52 | 26.62 | 1.59 | 94.32 | 0 | 1.2059 | 0.022708 | 0 | 0 | 0 | 0 | 0 | 0.13421 | 0.14417 | 0.30364 | 0.020387 | 1.831 | 199.98 | 1772.36 | 198.867 | 0 | 2135 | 930.001 | 2637.81 | 297.5 | 8171.52 | 166.488 | 160.275 | 65.4 | 392.163 | 20.188 | 55.62 | 2.52 | 32.5319 | 30.55 | 22.5952 | 35.02 | 4.02 | 203.045 | 19.83 | 55.62 | 2.52 | 15.29 | 30.55 | 18.12 | 35.02 | 4.02 | 180.97 | 0 | 2.3697 | 0.022708 | 0 | 0.62343 | 0.11804 | 0.43196 | 0.06293 | 3.6288 | 46.5 | 0 | 46.5 | 47 | 22.4 | 24.6 | 24.67 | 17.76 | 25.69 | 17.91 | 24.67 | 17.76 | 60.43 | 50.4299 | [5 empty] | 4449.43 | 2.7287 | 0 | 0 | 2.06 | 0.2 | 0.26 | 1.63 |  |  | 9.6809 | 131.525 | 36.8778 | 0 | 0 | 0 | 0 | 0 | 110.455 | 175.884 | 395.209 | 26.3203 | 885.951 | 390.251 | 557.101 | 0 | 227.101 | 1174.45 | 9.5342 | 130.796 | 36.8778 | 15.3583 | -453.903 | 110.455 | 175.889 | 395.209 | 26.3203 | 446.537 | 384.212 | 573.066 | 227.101 | 1184.38 | 40.0705 | 441.938 | 36.8778 | 0 | 466.012 | 175.562 | 523.41 | 78.6174 | 1762.49 | 883.556 | 850.583 | 347.08 | 2081.22 | [17 empty] | -4448.07 | -45.6 | 0 | 19.83 | 55.62 | 2.52 | 0 | 15.18 | 30.55 | 18.12 | 35.02 | 4.02 | 180.86
2019-04-04 10:40 | RIBD\ED9\ED9_CZ10_2700_ELEC.RIBD19 | v30 10 S27 G20 M02 | 10 | 1 | 2700 | Proposed and Standard | FAIL | -17.02 | -8.3 | -29.7 | 58.2 | 932.061 | 752.977 | 248.187 | 2758 | 0 | 0 | 0 | 0 | 615.745 | 2273.09 | 2371.31 | 151.515 | 10102.9 | 4691.22 | 0 | 0 | 0 | 0 | 0 | 0 | 8.33 | 23.47 | 2.45 | 28.54 | 0 | 0 | 0 | 0 | 6.78 | 23.78 | 24.22 | 1.56 | 119.13 | 62.79 | 0 | 1.6964 | 0.02834 | 0.4803 | 0 | 0 | 0 | 0 | 0.16346 | 0.48016 | 0.35412 | 0.025823 | 3.2286 | 2.2051 | 966.015 | 771.481 | 248.187 | 1130.67 | -5369.65 | 615.745 | 2264.87 | 2371.31 | 151.515 | 3150.13 | 3116.35 | 0 | 0 | 0 | 0 | 0 | 8.64 | 24.49 | 2.45 | 10.19 | -43.69 | 6.78 | 23.7 | 24.22 | 1.56 | 58.34 | 45.77 | 0 | 1.7793 | 0.02834 | 0.057199 | 0 | 0.16346 | 0.47951 | 0.35412 | 0.025823 | 2.8877 | 1.8648 | BEMCmpMgr 2019.0.11 Alpha (1276) | CSE19 0.860.0 EXE | MPCBECC | Propane | -0.3409 | -0.34025 | -104.2 | -37.2 | 932.061 | 752.977 | 248.187 | 2758 | 0 | 0 | 0 | 0 | 615.745 | 2273.09 | 2371.31 | 151.515 | 10102.9 | 0 | 0 | 0 | 0 | 0 | 8.33 | 23.47 | 2.45 | 28.54 | 0 | 0 | 0 | 0 | 6.78 | 23.78 | 24.22 | 1.56 | 119.13 | 0 | 1.6964 | 0.02834 | 0.4803 | 0 | 0 | 0 | 0 | 0.16346 | 0.48016 | 0.35412 | 0.025823 | 3.2286 | 2350.55 | 2476 | 248.187 | 2867.9 | 2615 | 2596 | 3146.01 | 327.5 | 16627.1 | 0 | 0 | 0 | 0 | 20.99 | 60.46 | 2.45 | 29.21 | 29.1 | 26.48 | 32.49 | 3.44 | 204.62 | 20.99 | 60.46 | 2.45 | 29.21 | 29.1 | 26.48 | 32.49 | 3.44 | 204.62 | 0 | 3.2767 | 0.02834 | 0.38266 | 0.76359 | 0.38997 | 0.51519 | 0.069276 | 5.4257 | 58.2 | 0 | 58.2 | 49.9 | 21.4 | 28.5 | 62.79 | 0 | 45.77 | 0 | 62.79 | 0 | 113.11 | 0 | [5 empty] | 5371.22 | 3.294 | 0 | 0 | 1.96 | 0.3 | 0.25 | 1.12 |  |  | 192.975 | 195.815 | 46.0236 | 496.948 | 0 | 0 | 0 | 0 | 134.529 | 399.485 | 462.36 | 33.3379 | 1961.47 | 0 | 0 | 0 | 0 | 0 | 200.005 | 201.224 | 46.0236 | 196.089 | -547.939 | 134.529 | 398.065 | 462.36 | 33.3379 | 1123.69 | 0 | 0 | 0 | 0 | 480.902 | 612.537 | 46.0236 | 514.875 | 570.783 | 505.907 | 624.249 | 86.5452 | 3441.82 | 0 | 0 | 0 | 0 | [17 empty] | -5380.92 | -43.71 | 0 | 20.99 | 60.47 | 2.45 | 0 | 26.87 | 29.1 | 26.48 | 32.49 | 3.44 | 202.29
2019-04-04 10:40 | RIBD\ED9\ED9_CZ10_2700_NGAS.RIBD19 | v30 10 S27 G20 M01 | 10 | 1 | 2700 | Proposed and Standard | FAIL | 0.63 | 0.3 | -21.3 | 45.6 | 59.4757 | 759.284 | 248.187 | 0 | 0 | 0 | 0 | 0 | 615.745 | 1086.04 | 2371.31 | 151.515 | 5291.55 | 1066.95 | 87.7993 | 118.126 | 0 | 48.2342 | 254.16 | 205.926 | 7.71 | 23.69 | 2.45 | 8.75 | 0 | 0 | 0 | 0 | 6.78 | 14.94 | 24.22 | 1.56 | 90.1 | 42.6 | 0 | 1.7123 | 0.02834 | 0 | 0 | 0 | 0 | 0 | 0.16346 | 0.18156 | 0.35412 | 0.025823 | 2.4656 | 1.7407 | 57.8696 | 753.433 | 248.187 | 87.749 | -5371.93 | 615.745 | 1086.12 | 2371.31 | 151.515 | -5.7314e-05 | 1147.24 | 85.4284 | 119.429 | 48.2342 | 253.091 | 204.857 | 7.51 | 23.55 | 2.45 | 9.72 | -42.81 | 6.78 | 14.94 | 24.22 | 1.56 | 47.92 | 43.23 | 0 | 1.7025 | 0.02834 | 0.012978 | 0 | 0.16346 | 0.18156 | 0.35412 | 0.025823 | 2.4688 | 1.7438 | BEMCmpMgr 2019.0.11 Alpha (1276) | CSE19 0.860.0 EXE | MPCBECC | Natural Gas | 0.0031879 | 0.0031957 | -88 | 1.5 | 59.4757 | 759.284 | 248.187 | 0 | 0 | 0 | 0 | 0 | 615.745 | 1086.04 | 2371.31 | 151.515 | 5291.55 | 87.7993 | 118.126 | 0 | 48.2342 | 254.16 | 7.71 | 23.69 | 2.45 | 8.75 | 0 | 0 | 0 | 0 | 6.78 | 14.94 | 24.22 | 1.56 | 90.1 | 0 | 1.7123 | 0.02834 | 0 | 0 | 0 | 0 | 0 | 0.16346 | 0.18156 | 0.35412 | 0.025823 | 2.4656 | 268.349 | 2527.47 | 248.187 | 0 | 2615 | 989.001 | 3267.2 | 327.5 | 10242.7 | 223.407 | 172.639 | 73.4 | 469.446 | 21.0431 | 61.33 | 2.45 | 27.1915 | 29.1 | 19.1831 | 33.74 | 3.44 | 197.478 | 20.67 | 61.33 | 2.45 | 12.78 | 29.1 | 15.28 | 33.74 | 3.44 | 178.79 | 0 | 3.3128 | 0.02834 | 0 | 0.76359 | 0.12681 | 0.53503 | 0.069276 | 4.8359 | 45.6 | 0 | 45.6 | 45.9 | 21.6 | 24.3 | 26.67 | 15.93 | 27.41 | 15.82 | 26.67 | 15.93 | 66.17 | 45.8446 | [5 empty] | 5373.5 | 3.2954 | 0 | 0 | 2.43 | 0.23 | 0.31 | 1.89 |  |  | 11.5725 | 197.504 | 46.0236 | 0 | 0 | 0 | 0 | 0 | 134.529 | 200.609 | 462.36 | 33.3379 | 1085.94 | 465.954 | 626.901 | 0 | 255.98 | 1348.83 | 11.2669 | 195.926 | 46.0236 | 15.8608 | -548.171 | 134.529 | 200.624 | 462.36 | 33.3379 | 551.757 | 453.371 | 633.812 | 255.98 | 1343.16 | 54.0913 | 624.626 | 46.0236 | 0 | 570.783 | 187.036 | 648.296 | 86.5452 | 2217.4 | 1185.63 | 916.2 | 389.536 | 2491.36 | [17 empty] | -5382.69 | -42.88 | 0 | 20.67 | 61.33 | 2.45 | 0 | 12.69 | 29.1 | 15.28 | 33.74 | 3.44 | 178.7
2019-04-04 10:40 | RIBD\ED9\ED9_CZ10_6960_ELEC.RIBD19 | v30 10 S69 G15 M02 | 10 | 8 | 6960 | Proposed and Standard | FAIL | -27.54 | -10.5 | -40.5 | 71.3 | 845.798 | 3271.99 | 785.772 | 12969.7 | 0 | 0 | 0 | 0 | 2033.7 | 12061.9 | 12062 | 433.914 | 44464.8 | 17873.3 | 0 | 0 | 0 | 0 | 0 | 0 | 2.92 | 30.6 | 3.01 | 46.24 | 0 | 0 | 0 | 0 | 8.69 | 46.09 | 47.86 | 1.74 | 187.15 | 82.77 | 0 | 5.093 | 0.089726 | 0.77693 | 0 | 0 | 0 | 0 | 0.53989 | 1.4383 | 1.8235 | 0.073953 | 9.8353 | 5.9597 | 1685.24 | 2744.64 | 785.772 | 4912.31 | -24572.5 | 2033.7 | 12010.3 | 12062 | 433.914 | 12095.4 | 10128 | 0 | 0 | 0 | 0 | 0 | 5.8 | 28.66 | 3.01 | 17.76 | -78.53 | 8.69 | 45.91 | 47.86 | 1.74 | 80.9 | 55.23 | 0 | 4.885 | 0.089726 | 0.30349 | 0 | 0.53989 | 1.4366 | 1.8235 | 0.073953 | 9.1521 | 5.2782 | BEMCmpMgr 2019.0.11 Alpha (1276) | CSE19 0.860.0 EXE | MPCBECC | Propane | -0.68317 | -0.68149 | -131.3 | -49.9 | 845.798 | 3271.99 | 785.772 | 12969.7 | 0 | 0 | 0 | 0 | 2033.7 | 12061.9 | 12062 | 433.914 | 44464.8 | 0 | 0 | 0 | 0 | 0 | 2.92 | 30.6 | 3.01 | 46.24 | 0 | 0 | 0 | 0 | 8.69 | 46.09 | 47.86 | 1.74 | 187.15 | 0 | 5.093 | 0.089726 | 0.77693 | 0 | 0 | 0 | 0 | 0.53989 | 1.4383 | 1.8235 | 0.073953 | 9.8353 | 3343.51 | 8172.01 | 785.772 | 13761.8 | 5894.96 | 15077.5 | 10697.7 | 540.499 | 58273.8 | 0 | 0 | 0 | 0 | 11.57 | 67.1 | 3.01 | 50.77 | 25.45 | 59.45 | 42.85 | 2.2 | 262.4 | 11.57 | 67.1 | 3.01 | 50.77 | 25.45 | 59.45 | 42.85 | 2.2 | 262.4 | 0 | 8.7233 | 0.089726 | 1.0374 | 1.7213 | 2.2058 | 1.7518 | 0.11433 | 15.6437 | 71.3 | 0 | 71.3 | 60.8 | 30 | 30.8 | 82.77 | 0 | 55.23 | 0 | 82.77 | 0 | 132.45 | 0 | [5 empty] | 24579.7 | 15.0738 | 0 | 0 | 8.25 | 1.56 | 0.94 | 4.4 |  |  | 174.367 | 877.855 | 145.713 | 2164.29 | 0 | 0 | 0 | 0 | 444.325 | 1995.67 | 2355.87 | 95.4742 | 8253.56 | 0 | 0 | 0 | 0 | 0 | 328.041 | 741.506 | 145.713 | 814.489 | -2507.47 | 444.325 | 1986.6 | 2355.87 | 95.4742 | 4404.55 | 0 | 0 | 0 | 0 | 683.126 | 1951.33 | 145.713 | 2307 | 1286.71 | 2922.79 | 2122.71 | 142.832 | 11562.2 | 0 | 0 | 0 | 0 | [17 empty] | -24593.6 | -78.04 | 0 | 11.57 | 67.12 | 3.01 | 0 | 53.35 | 25.45 | 59.45 | 42.85 | 2.2 | 265
2019-04-04 10:40 | RIBD\ED9\ED9_CZ10_6960_NGAS.RIBD19 | v30 10 S69 G15 M01 | 10 | 8 | 6960 | Proposed and Standard | FAIL | 3.47 | 1.5 | -29.7 | 56.3 | 26.5411 | 3241.55 | 785.772 | 0 | 0 | 0 | 0 | 0 | 2033.7 | 5443.18 | 12062 | 433.914 | 24026.6 | 4053.87 | 39.1805 | 539.157 | 0 | 271.564 | 849.901 | 578.337 | 1.34 | 30.72 | 3.01 | 15.51 | 0 | 0 | 0 | 0 | 8.69 | 28.82 | 47.86 | 1.74 | 137.69 | 50.58 | 0 | 5.1347 | 0.089726 | 0 | 0 | 0 | 0 | 0 | 0.53989 | 0.674 | 1.8235 | 0.073953 | 8.3357 | 5.2244 | 26.5411 | 3241.55 | 785.772 | 549.167 | -24575.8 | 2033.7 | 5443.18 | 12062 | 433.914 | -0.0023885 | 4603.03 | 39.1805 | 587.621 | 271.564 | 898.365 | 626.802 | 1.34 | 30.72 | 3.01 | 18.98 | -76.12 | 8.69 | 28.82 | 47.86 | 1.74 | 65.04 | 54.05 | 0 | 5.1347 | 0.089726 | 0.065314 | 0 | 0.53989 | 0.674 | 1.8235 | 0.073953 | 8.401 | 5.2897 | BEMCmpMgr 2019.0.11 Alpha (1276) | CSE19 0.860.0 EXE | MPCBECC | Natural Gas | 0.065314 | 0.065314 | -111.7 | 6.4 | 26.5411 | 3241.55 | 785.772 | 0 | 0 | 0 | 0 | 0 | 2033.7 | 5443.18 | 12062 | 433.914 | 24026.6 | 39.1805 | 539.157 | 0 | 271.564 | 849.901 | 1.34 | 30.72 | 3.01 | 15.51 | 0 | 0 | 0 | 0 | 8.69 | 28.82 | 47.86 | 1.74 | 137.69 | 0 | 5.1347 | 0.089726 | 0 | 0 | 0 | 0 | 0 | 0.53989 | 0.674 | 1.8235 | 0.073953 | 8.3357 | 370.09 | 7899.69 | 785.772 | 0 | 5894.96 | 6547.68 | 10697.7 | 540.499 | 32736.4 | 308.108 | 986.97 | 291.124 | 1586.2 | 11.4988 | 65.73 | 3.01 | 53.566 | 25.45 | 40.1014 | 42.85 | 2.2 | 244.406 | 11.09 | 65.73 | 3.01 | 28.39 | 25.45 | 33.58 | 42.85 | 2.2 | 212.3 | 0 | 8.615 | 0.089726 | 0 | 1.7213 | 0.80892 | 1.7518 | 0.11433 | 13.1011 | 56.3 | 0 | 56.3 | 57.8 | 31.2 | 26.6 | 33.82 | 16.76 | 35.93 | 18.12 | 33.82 | 16.76 | 70.02 | 63.7848 | [5 empty] | 24583 | 15.0758 | 0 | 0 | 9.41 | 1.13 | 1.38 | 7.26 |  |  | 5.0409 | 870.047 | 145.713 | 0 | 0 | 0 | 0 | 0 | 444.325 | 981.529 | 2355.87 | 95.4742 | 4898 | 207.932 | 2861.32 | 0 | 1441.2 | 4510.45 | 5.0409 | 870.047 | 145.713 | 97.7155 | -2507.8 | 444.325 | 981.529 | 2355.87 | 95.4742 | 2487.91 | 207.932 | 3118.52 | 1441.2 | 4767.65 | 74.1858 | 1893.52 | 145.713 | 0 | 1286.71 | 1230.25 | 2122.71 | 142.832 | 6895.91 | 1635.14 | 5237.88 | 1545 | 8418.02 | [17 empty] | -24597.1 | -76.06 | 0 | 11.09 | 65.73 | 3.01 | 0 | 28.41 | 25.45 | 33.58 | 42.85 | 2.2 | 212.32
2019-04-04 10:40 | RIBD\ED9\ED9_CZ11_2100_ELEC.RIBD19 | v30 11 S21 G20 M02 | 11 | 1 | 2100 | Proposed and Standard | FAIL | -17.29 | -6.1 | -26.7 | 57.5 | 2073.86 | 1100.3 | 198.157 | 2518.87 | 0 | 0 | 0 | 0 | 505.557 | 2006.63 | 2025.88 | 119.621 | 10548.9 | 5891.18 | 0 | 0 | 0 | 0 | 0 | 0 | 24.9 | 36.41 | 2.61 | 35.61 | 0 | 0 | 0 | 0 | 7.35 | 27.21 | 27.48 | 1.63 | 163.2 | 99.53 | 0 | 1.6327 | 0.022627 | 0.28619 | 0 | 0 | 0 | 0 | 0.13421 | 0.29255 | 0.30364 | 0.020387 | 2.6923 | 1.9415 | 2217.73 | 1167.37 | 198.157 | 1178.44 | -5142.85 | 505.557 | 2002.06 | 2025.88 | 119.621 | 4271.97 | 4761.7 | 0 | 0 | 0 | 0 | 0 | 26.62 | 38.42 | 2.61 | 14.59 | -58.49 | 7.35 | 27.15 | 27.48 | 1.63 | 87.36 | 82.24 | 0 | 1.7284 | 0.022627 | 0.061844 | 0 | 0.13421 | 0.29199 | 0.30364 | 0.020387 | 2.5631 | 1.8129 | BEMCmpMgr 2019.0.11 Alpha (1276) | CSE19 0.860.0 EXE | MPCBECC | Propane | -0.12922 | -0.12866 | -86.8 | -21 | 2073.86 | 1100.3 | 198.157 | 2518.87 | 0 | 0 | 0 | 0 | 505.557 | 2006.63 | 2025.88 | 119.621 | 10548.9 | 0 | 0 | 0 | 0 | 0 | 24.9 | 36.41 | 2.61 | 35.61 | 0 | 0 | 0 | 0 | 7.35 | 27.21 | 27.48 | 1.63 | 163.2 | 0 | 1.6327 | 0.022627 | 0.28619 | 0 | 0 | 0 | 0 | 0.13421 | 0.29255 | 0.30364 | 0.020387 | 2.6923 | 4257.75 | 3209.2 | 198.157 | 2630.42 | 2135 | 2349 | 2531 | 297.5 | 17608 | 0 | 0 | 0 | 0 | 51.06 | 89.87 | 2.61 | 37.51 | 31.81 | 31.96 | 34.88 | 4.03 | 283.73 | 51.06 | 89.87 | 2.61 | 37.51 | 31.81 | 31.96 | 34.88 | 4.03 | 283.73 | 0 | 3.1921 | 0.022627 | 0.25366 | 0.62343 | 0.35042 | 0.41447 | 0.06293 | 4.9197 | 57.5 | 0 | 57.5 | 51.4 | 20.6 | 30.8 | 99.53 | 0 | 82.24 | 0 | 99.53 | 0 | 181.05 | 0 | [5 empty] | 5144.35 | 3.2298 | 0 | 0 | 2.15 | 0.38 | 0.4 | 1.15 |  |  | 436.859 | 264.371 | 39.538 | 478.702 | 0 | 0 | 0 | 0 | 109.703 | 379.193 | 413.965 | 26.1987 | 2148.53 | 0 | 0 | 0 | 0 | 0 | 467.413 | 280.679 | 39.538 | 221.516 | -784.314 | 109.703 | 378.317 | 413.965 | 26.1987 | 1153.01 | 0 | 0 | 0 | 0 | 891.232 | 744.378 | 39.538 | 499.523 | 463.08 | 480.24 | 522.633 | 71.4714 | 3712.1 | 0 | 0 | 0 | 0 | [17 empty] | -5141.71 | -58.33 | 0 | 50.98 | 89.82 | 2.6 | 0 | 35.06 | 31.81 | 31.96 | 34.88 | 4.03 | 281.14
2019-04-04 10:40 | RIBD\ED9\ED9_CZ11_2100_NGAS.RIBD19 | v30 11 S21 G20 M01 | 11 | 1 | 2100 | Proposed and Standard | FAIL | 2.3 | 0.9 | -20.1 | 45.7 | 131.64 | 1107.91 | 198.157 | 0 | 0 | 0 | 0 | 0 | 505.557 | 955.014 | 2025.88 | 119.621 | 5043.78 | 1437.71 | 194.286 | 107.263 | 0 | 42.7925 | 344.341 | 301.548 | 21.91 | 36.74 | 2.61 | 10.24 | 0 | 0 | 0 | 0 | 7.35 | 17.33 | 27.48 | 1.63 | 125.29 | 71.5 | 0 | 1.646 | 0.022627 | 0 | 0 | 0 | 0 | 0 | 0.13421 | 0.14511 | 0.30364 | 0.020387 | 2.272 | 1.6686 | 134.598 | 1121.21 | 198.157 | 85.2288 | -5145.22 | 505.557 | 954.97 | 2025.88 | 119.621 | -0.00071351 | 1539.19 | 198.65 | 109.929 | 42.7925 | 351.372 | 308.58 | 22.4 | 37.12 | 2.61 | 11.67 | -57.37 | 7.35 | 17.33 | 27.48 | 1.63 | 70.22 | 73.8 | 0 | 1.66 | 0.022627 | 0.014324 | 0 | 0.13421 | 0.14511 | 0.30364 | 0.020387 | 2.3003 | 1.6969 | BEMCmpMgr 2019.0.11 Alpha (1276) | CSE19 0.860.0 EXE | MPCBECC | Natural Gas | 0.028253 | 0.028252 | -78.4 | 3.1 | 131.64 | 1107.91 | 198.157 | 0 | 0 | 0 | 0 | 0 | 505.557 | 955.014 | 2025.88 | 119.621 | 5043.78 | 194.286 | 107.263 | 0 | 42.7925 | 344.341 | 21.91 | 36.74 | 2.61 | 10.24 | 0 | 0 | 0 | 0 | 7.35 | 17.33 | 27.48 | 1.63 | 125.29 | 0 | 1.646 | 0.022627 | 0 | 0 | 0 | 0 | 0 | 0.13421 | 0.14511 | 0.30364 | 0.020387 | 2.272 | 460.309 | 3263.53 | 198.157 | 0 | 2135 | 930.001 | 2637.81 | 297.5 | 9922.31 | 383.128 | 162.317 | 65.4 | 610.845 | 50.5649 | 90.92 | 2.61 | 34.4444 | 31.81 | 23.1995 | 36.35 | 4.03 | 273.929 | 45.61 | 90.92 | 2.61 | 15.5 | 31.81 | 18.56 | 36.35 | 4.03 | 245.39 | 0 | 3.229 | 0.022627 | 0 | 0.62343 | 0.11804 | 0.43196 | 0.06293 | 4.488 | 45.7 | 0 | 45.7 | 46.6 | 21 | 25.6 | 40.93 | 30.57 | 42.55 | 31.25 | 40.93 | 30.57 | 99.05 | 79.4894 | [5 empty] | 5146.73 | 3.2312 | 0 | 0 | 2.9 | 0.29 | 0.5 | 2.17 |  |  | 26.6828 | 266.187 | 39.538 | 0 | 0 | 0 | 0 | 0 | 109.703 | 188.37 | 413.965 | 26.1987 | 1070.64 | 1031.08 | 569.246 | 0 | 227.101 | 1827.43 | 27.2772 | 269.322 | 39.538 | 16.6741 | -784.677 | 109.703 | 188.361 | 413.965 | 26.1987 | 306.362 | 1054.24 | 583.397 | 227.101 | 1864.74 | 95.6993 | 756.643 | 39.538 | 0 | 463.08 | 187.226 | 544.689 | 71.4714 | 2158.35 | 2033.27 | 861.42 | 347.08 | 3241.77 | [17 empty] | -5143.49 | -57.32 | 0 | 45.52 | 90.89 | 2.6 | 0 | 15.39 | 31.81 | 18.56 | 36.35 | 4.03 | 245.15
2019-04-04 10:40 | RIBD\ED9\ED9_CZ11_2700_ELEC.RIBD19 | v30 11 S27 G20 M02 | 11 | 1 | 2700 | Proposed and Standard | FAIL | -12.75 | -4.6 | -24.5 | 54 | 2403.38 | 1527.8 | 246.511 | 2807.46 | 0 | 0 | 0 | 0 | 615.745 | 2266.86 | 2371.31 | 151.515 | 12390.6 | 6985.15 | 0 | 0 | 0 | 0 | 0 | 0 | 22.44 | 37.67 | 2.53 | 29.51 | 0 | 0 | 0 | 0 | 6.96 | 24.55 | 25 | 1.6 | 150.26 | 92.15 | 0 | 2.1505 | 0.028149 | 0.27528 | 0 | 0 | 0 | 0 | 0.16346 | 0.48139 | 0.35412 | 0.025823 | 3.4787 | 2.4539 | 2584.39 | 1626.79 | 246.511 | 1269.27 | -6270.12 | 615.745 | 2259.37 | 2371.31 | 151.515 | 4854.78 | 5726.96 | 0 | 0 | 0 | 0 | 0 | 24.13 | 40.23 | 2.53 | 12.51 | -55.38 | 6.96 | 24.47 | 25 | 1.6 | 82.05 | 79.4 | 0 | 2.295 | 0.028149 | 0.093679 | 0 | 0.16346 | 0.48058 | 0.35412 | 0.025823 | 3.4408 | 2.4168 | BEMCmpMgr 2019.0.11 Alpha (1276) | CSE19 0.860.0 EXE | MPCBECC | Propane | -0.037946 | -0.037135 | -83.1 | -16.1 | 2403.38 | 1527.8 | 246.511 | 2807.46 | 0 | 0 | 0 | 0 | 615.745 | 2266.86 | 2371.31 | 151.515 | 12390.6 | 0 | 0 | 0 | 0 | 0 | 22.44 | 37.67 | 2.53 | 29.51 | 0 | 0 | 0 | 0 | 6.96 | 24.55 | 25 | 1.6 | 150.26 | 0 | 2.1505 | 0.028149 | 0.27528 | 0 | 0 | 0 | 0 | 0.16346 | 0.48139 | 0.35412 | 0.025823 | 3.4787 | 5616.99 | 4467.06 | 246.511 | 2919.99 | 2615 | 2596 | 3146.01 | 327.5 | 21935.1 | 0 | 0 | 0 | 0 | 52.39 | 96.8 | 2.53 | 31.6 | 30.3 | 27.5 | 33.72 | 3.45 | 278.29 | 52.39 | 96.8 | 2.53 | 31.6 | 30.3 | 27.5 | 33.72 | 3.45 | 278.29 | 0 | 4.403 | 0.028149 | 0.31435 | 0.76359 | 0.38997 | 0.51519 | 0.069276 | 6.4836 | 54 | 0 | 54 | 49.4 | 19.9 | 29.5 | 92.15 | 0 | 79.4 | 0 | 92.15 | 0 | 183.32 | 0 | [5 empty] | 6271.96 | 3.9377 | 0 | 0 | 2.55 | 0.46 | 0.49 | 1.36 |  |  | 507.653 | 365.814 | 49.1861 | 541.649 | 0 | 0 | 0 | 0 | 133.613 | 437.989 | 484.438 | 33.1839 | 2553.53 | 0 | 0 | 0 | 0 | 0 | 545.838 | 389.714 | 49.1861 | 240.6 | -956.23 | 133.613 | 436.538 | 484.438 | 33.1839 | 1356.88 | 0 | 0 | 0 | 0 | 1179.61 | 1032.29 | 49.1861 | 561.77 | 567.192 | 531.119 | 649.628 | 78.6786 | 4649.47 | 0 | 0 | 0 | 0 | [17 empty] | -6269.15 | -55.35 | 0 | 52.3 | 96.71 | 2.5 | 0 | 28.45 | 30.3 | 27.5 | 33.72 | 3.45 | 274.93
2019-04-04 10:40 | RIBD\ED9\ED9_CZ11_2700_NGAS.RIBD19 | v30 11 S27 G20 M01 | 11 | 1 | 2700 | Proposed and Standard | FAIL | 2.38 | 0.9 | -19.3 | 43.7 | 151.129 | 1536.19 | 246.511 | 0 | 0 | 0 | 0 | 0 | 615.745 | 1078.93 | 2371.31 | 151.515 | 6151.33 | 1933.83 | 223.049 | 120.252 | 0 | 48.2342 | 391.535 | 343.301 | 19.58 | 37.91 | 2.53 | 8.91 | 0 | 0 | 0 | 0 | 6.96 | 15.12 | 25 | 1.6 | 117.61 | 68.93 | 0 | 2.1652 | 0.028149 | 0 | 0 | 0 | 0 | 0 | 0.16346 | 0.18281 | 0.35412 | 0.025823 | 2.9195 | 2.1933 | 157.283 | 1563.47 | 246.511 | 87.7514 | -6272.4 | 615.745 | 1078.81 | 2371.31 | 151.515 | -0.0001597 | 2055.02 | 232.131 | 121.237 | 48.2342 | 401.602 | 353.368 | 20.38 | 38.49 | 2.53 | 9.91 | -54.34 | 6.96 | 15.12 | 25 | 1.6 | 65.65 | 71.31 | 0 | 2.1932 | 0.028149 | 0.012978 | 0 | 0.16346 | 0.18281 | 0.35412 | 0.025823 | 2.9605 | 2.2343 | BEMCmpMgr 2019.0.11 Alpha (1276) | CSE19 0.860.0 EXE | MPCBECC | Natural Gas | 0.040992 | 0.040988 | -79.1 | 3.3 | 151.129 | 1536.19 | 246.511 | 0 | 0 | 0 | 0 | 0 | 615.745 | 1078.93 | 2371.31 | 151.515 | 6151.33 | 223.049 | 120.252 | 0 | 48.2342 | 391.535 | 19.58 | 37.91 | 2.53 | 8.91 | 0 | 0 | 0 | 0 | 6.96 | 15.12 | 25 | 1.6 | 117.61 | 0 | 2.1652 | 0.028149 | 0 | 0 | 0 | 0 | 0 | 0.16346 | 0.18281 | 0.35412 | 0.025823 | 2.9195 | 608.468 | 4525.84 | 246.511 | 0 | 2615 | 989.001 | 3267.2 | 327.5 | 12579.5 | 506.445 | 174.461 | 73.4 | 754.305 | 51.9397 | 97.53 | 2.53 | 28.7333 | 30.3 | 19.6911 | 35.02 | 3.45 | 269.194 | 46.85 | 97.53 | 2.53 | 12.93 | 30.3 | 15.64 | 35.02 | 3.45 | 244.25 | 0 | 4.4402 | 0.028149 | 0 | 0.76359 | 0.12681 | 0.53503 | 0.069276 | 5.963 | 43.7 | 0 | 43.7 | 44.6 | 20.2 | 24.4 | 41.85 | 27.08 | 43.44 | 27.87 | 41.85 | 27.08 | 105.73 | 75.003 | [5 empty] | 6274.23 | 3.9391 | 0 | 0 | 3.39 | 0.35 | 0.61 | 2.51 |  |  | 30.7756 | 367.827 | 49.1861 | 0 | 0 | 0 | 0 | 0 | 133.613 | 214.822 | 484.438 | 33.1839 | 1313.85 | 1183.73 | 638.179 | 0 | 255.98 | 2077.89 | 32.0189 | 374.218 | 49.1861 | 17.1879 | -956.578 | 133.613 | 214.797 | 484.438 | 33.1839 | 382.066 | 1231.93 | 643.408 | 255.98 | 2131.32 | 126.983 | 1045.53 | 49.1861 | 0 | 567.192 | 199.284 | 674.652 | 78.6786 | 2741.51 | 2687.72 | 925.869 | 389.536 | 4003.12 | [17 empty] | -6270.92 | -54.33 | 0 | 46.76 | 97.45 | 2.5 | 0 | 12.83 | 30.3 | 15.64 | 35.02 | 3.45 | 243.95
2019-04-04 10:40 | RIBD\ED9\ED9_CZ11_6960_ELEC.RIBD19 | v30 11 S69 G15 M02 | 11 | 8 | 6960 | Proposed and Standard | FAIL | -21.5 | -6.7 | -35 | 66.9 | 3523.97 | 5067.91 | 785.772 | 13214.8 | 0 | 0 | 0 | 0 | 2033.7 | 12021.2 | 12062 | 433.914 | 49143.2 | 22592.4 | 0 | 0 | 0 | 0 | 0 | 0 | 12.75 | 41.4 | 3.13 | 51.12 | 0 | 0 | 0 | 0 | 8.92 | 48.87 | 49.4 | 1.78 | 217.37 | 108.4 | 0 | 5.9899 | 0.089726 | 0.7207 | 0 | 0 | 0 | 0 | 0.53989 | 1.4368 | 1.8235 | 0.073953 | 10.6745 | 6.8004 | 5152.22 | 4770.01 | 785.772 | 5287.7 | -26546.6 | 2033.7 | 11987.9 | 12062 | 433.914 | 15966.6 | 15995.7 | 0 | 0 | 0 | 0 | 0 | 18.61 | 44.85 | 3.13 | 20.31 | -92.08 | 8.92 | 48.73 | 49.4 | 1.78 | 103.65 | 86.9 | 0 | 6.1027 | 0.089726 | 0.41287 | 0 | 0.53989 | 1.4331 | 1.8235 | 0.073953 | 10.4758 | 6.6053 | BEMCmpMgr 2019.0.11 Alpha (1276) | CSE19 0.860.0 EXE | MPCBECC | Propane | -0.19874 | -0.19505 | -109.7 | -24.7 | 3523.97 | 5067.91 | 785.772 | 13214.8 | 0 | 0 | 0 | 0 | 2033.7 | 12021.2 | 12062 | 433.914 | 49143.2 | 0 | 0 | 0 | 0 | 0 | 12.75 | 41.4 | 3.13 | 51.12 | 0 | 0 | 0 | 0 | 8.92 | 48.87 | 49.4 | 1.78 | 217.37 | 0 | 5.9899 | 0.089726 | 0.7207 | 0 | 0 | 0 | 0 | 0.53989 | 1.4368 | 1.8235 | 0.073953 | 10.6745 | 9811.77 | 12728.2 | 785.772 | 14005.1 | 5894.96 | 15077.5 | 10697.7 | 540.499 | 69541.6 | 0 | 0 | 0 | 0 | 35.51 | 99.13 | 3.13 | 52.25 | 26.5 | 61.74 | 44.48 | 2.21 | 324.95 | 35.51 | 99.13 | 3.13 | 52.25 | 26.5 | 61.74 | 44.48 | 2.21 | 324.95 | 0 | 11.3553 | 0.089726 | 0.69239 | 1.7213 | 2.2058 | 1.7518 | 0.11433 | 17.9307 | 66.9 | 0 | 66.9 | 60.2 | 28.3 | 31.9 | 108.4 | 0 | 86.9 | 0 | 108.4 | 0 | 190.02 | 0 | [5 empty] | 26554.4 | 16.6715 | 0 | 0 | 9.82 | 2.31 | 1.74 | 4.53 |  |  | 732.249 | 1212.18 | 156.784 | 2477.63 | 0 | 0 | 0 | 0 | 441.303 | 2240.4 | 2466.05 | 95.0332 | 9821.63 | 0 | 0 | 0 | 0 | 0 | 1053.21 | 1143.12 | 156.784 | 991.3 | -4048.51 | 441.303 | 2234.03 | 2466.05 | 95.0332 | 4532.32 | 0 | 0 | 0 | 0 | 2050.38 | 2912.99 | 156.784 | 2639.49 | 1278.61 | 3076.41 | 2209.01 | 129.849 | 14453.5 | 0 | 0 | 0 | 0 | [17 empty] | -26587.2 | -91.65 | 0 | 35.5 | 99.15 | 3.13 | 0 | 54.9 | 26.5 | 61.74 | 44.48 | 2.21 | 327.61
2019-04-04 10:40 | RIBD\ED9\ED9_CZ11_6960_NGAS.RIBD19 | v30 11 S69 G15 M01 | 11 | 8 | 6960 | Proposed and Standard | FAIL | 4.78 | 1.6 | -27.8 | 52 | 171.244 | 5036.54 | 785.772 | 0 | 0 | 0 | 0 | 0 | 2033.7 | 5398.01 | 12062 | 433.914 | 25921.1 | 5993.55 | 252.736 | 550.028 | 0 | 271.564 | 1074.33 | 802.764 | 8.66 | 41.38 | 3.13 | 15.83 | 0 | 0 | 0 | 0 | 8.92 | 29.61 | 49.4 | 1.78 | 158.71 | 69 | 0 | 6.0145 | 0.089726 | 0 | 0 | 0 | 0 | 0 | 0.53989 | 0.67275 | 1.8235 | 0.073953 | 9.2143 | 6.1042 | 184.615 | 5106.47 | 785.772 | 549.169 | -26549.9 | 2033.7 | 5394.27 | 12062 | 433.914 | 8.3067e-05 | 6626.02 | 272.47 | 596.871 | 271.564 | 1140.9 | 869.341 | 9.33 | 41.99 | 3.13 | 19.33 | -89.58 | 8.92 | 29.6 | 49.4 | 1.78 | 73.9 | 73.78 | 0 | 6.0993 | 0.089726 | 0.065314 | 0 | 0.53989 | 0.67271 | 1.8235 | 0.073953 | 9.3643 | 6.2543 | BEMCmpMgr 2019.0.11 Alpha (1276) | CSE19 0.860.0 EXE | MPCBECC | Natural Gas | 0.15004 | 0.15008 | -114.8 | 6.5 | 171.244 | 5036.54 | 785.772 | 0 | 0 | 0 | 0 | 0 | 2033.7 | 5398.01 | 12062 | 433.914 | 25921.1 | 252.736 | 550.028 | 0 | 271.564 | 1074.33 | 8.66 | 41.38 | 3.13 | 15.83 | 0 | 0 | 0 | 0 | 8.92 | 29.61 | 49.4 | 1.78 | 158.71 | 0 | 6.0145 | 0.089726 | 0 | 0 | 0 | 0 | 0 | 0.53989 | 0.67275 | 1.8235 | 0.073953 | 9.2143 | 1038.66 | 12457 | 785.772 | 0 | 5894.96 | 6547.68 | 10697.7 | 540.499 | 37962.3 | 864.509 | 996.872 | 291.124 | 2152.5 | 34.8736 | 97.74 | 3.13 | 55.1923 | 26.5 | 41.02 | 44.48 | 2.21 | 305.146 | 31.14 | 97.74 | 3.13 | 28.7 | 26.5 | 34.53 | 44.48 | 2.21 | 268.43 | 0 | 11.2436 | 0.089726 | 0 | 1.7213 | 0.80892 | 1.7518 | 0.11433 | 15.7298 | 52 | 0 | 52 | 53.6 | 29.4 | 24.2 | 45.13 | 23.87 | 47.99 | 25.79 | 45.13 | 23.87 | 104.63 | 86.3059 | [5 empty] | 26557.7 | 16.6735 | 0 | 0 | 11.16 | 1.58 | 2.47 | 7.59 |  |  | 34.1723 | 1205.24 | 156.784 | 0 | 0 | 0 | 0 | 0 | 441.303 | 1056.92 | 2466.05 | 95.0332 | 5455.5 | 1341.28 | 2919.02 | 0 | 1441.2 | 5701.49 | 36.8525 | 1221.56 | 156.784 | 106.863 | -4049.01 | 441.303 | 1056.19 | 2466.05 | 95.0332 | 1531.63 | 1446.01 | 3167.61 | 1441.2 | 6054.82 | 215.851 | 2854.33 | 156.784 | 0 | 1278.61 | 1315.06 | 2209.01 | 129.849 | 8159.49 | 4587.98 | 5290.43 | 1545 | 11423.4 | [17 empty] | -26590.8 | -89.6 | 0 | 31.14 | 97.74 | 3.13 | 0 | 28.72 | 26.5 | 34.53 | 44.48 | 2.21 | 268.45
2019-04-04 10:40 | RIBD\ED9\ED9_CZ12_2100_ELEC.RIBD19 | v30 12 S21 G20 M02 | 12 | 1 | 2100 | Proposed and Standard | FAIL | -19.86 | -8 | -27.6 | 59.3 | 2015.98 | 222.413 | 197.909 | 2642.74 | 0 | 0 | 0 | 0 | 505.557 | 1988.67 | 2025.88 | 119.621 | 9718.78 | 5079.04 | 0 | 0 | 0 | 0 | 0 | 0 | 24.24 | 17.55 | 2.61 | 38.63 | 0 | 0 | 0 | 0 | 7.37 | 27.17 | 27.51 | 1.64 | 146.72 | 83.03 | 0 | 0.72089 | 0.022599 | 0.34574 | 0 | 0 | 0 | 0 | 0.13421 | 0.29062 | 0.30364 | 0.020387 | 1.8381 | 1.0892 | 2169.18 | 231.084 | 197.909 | 1230.6 | -4240.25 | 505.557 | 1983.71 | 2025.88 | 119.621 | 4223.28 | 3828.77 | 0 | 0 | 0 | 0 | 0 | 26.09 | 18.57 | 2.61 | 15.9 | -48.37 | 7.37 | 27.11 | 27.51 | 1.64 | 78.43 | 63.17 | 0 | 0.76624 | 0.022599 | 0.079099 | 0 | 0.13421 | 0.28996 | 0.30364 | 0.020387 | 1.6161 | 0.86794 | BEMCmpMgr 2019.0.11 Alpha (1276) | CSE19 0.860.0 EXE | MPCBECC | Propane | -0.22194 | -0.22129 | -87.1 | -31.4 | 2015.98 | 222.413 | 197.909 | 2642.74 | 0 | 0 | 0 | 0 | 505.557 | 1988.67 | 2025.88 | 119.621 | 9718.78 | 0 | 0 | 0 | 0 | 0 | 24.24 | 17.55 | 2.61 | 38.63 | 0 | 0 | 0 | 0 | 7.37 | 27.17 | 27.51 | 1.64 | 146.72 | 0 | 0.72089 | 0.022599 | 0.34574 | 0 | 0 | 0 | 0 | 0.13421 | 0.29062 | 0.30364 | 0.020387 | 1.8381 | 4104 | 1128.16 | 197.909 | 2759.03 | 2135 | 2349 | 2531 | 297.5 | 15501.6 | 0 | 0 | 0 | 0 | 49.3 | 53.37 | 2.61 | 38.97 | 31.93 | 32 | 34.92 | 4.13 | 247.23 | 49.3 | 53.37 | 2.61 | 38.97 | 31.93 | 32 | 34.92 | 4.13 | 247.23 | 0 | 2.4192 | 0.022599 | 0.28312 | 0.62343 | 0.35042 | 0.41447 | 0.06293 | 4.1762 | 59.3 | 0 | 59.3 | 51.3 | 19.6 | 31.7 | 83.03 | 0 | 63.17 | 0 | 83.03 | 0 | 144.25 | 0 | [5 empty] | 4241.5 | 2.7019 | 0 | 0 | 1.95 | 0.34 | 0.31 | 1.06 |  |  | 426.834 | 52.0482 | 39.4886 | 505.348 | 0 | 0 | 0 | 0 | 109.703 | 375.399 | 413.965 | 26.1987 | 1948.99 | 0 | 0 | 0 | 0 | 0 | 459.625 | 54.2753 | 39.4886 | 230.677 | -646.358 | 109.703 | 374.447 | 413.965 | 26.1987 | 1062.02 | 0 | 0 | 0 | 0 | 861.499 | 273.701 | 39.4886 | 531.214 | 463.08 | 480.24 | 522.633 | 71.4714 | 3243.33 | 0 | 0 | 0 | 0 | [17 empty] | -4238.39 | -48.25 | 0 | 49.22 | 53.32 | 2.6 | 0 | 36.19 | 31.93 | 32 | 34.92 | 4.13 | 244.31
2019-04-04 10:40 | RIBD\ED9\ED9_CZ12_2100_NGAS.RIBD19 | v30 12 S21 G20 M01 | 12 | 1 | 2100 | Proposed and Standard | FAIL | 2.07 | 0.9 | -18.9 | 45.1 | 138.712 | 225.423 | 197.909 | 0 | 0 | 0 | 0 | 0 | 505.557 | 937.092 | 2025.88 | 119.621 | 4150.2 | 562.044 | 204.692 | 112.521 | 0 | 42.7925 | 360.005 | 317.213 | 23.14 | 17.76 | 2.61 | 10.7 | 0 | 0 | 0 | 0 | 7.37 | 16.98 | 27.51 | 1.64 | 107.71 | 54.21 | 0 | 0.73198 | 0.022599 | 0 | 0 | 0 | 0 | 0 | 0.13421 | 0.14318 | 0.30364 | 0.020387 | 1.356 | 0.75458 | 141.569 | 229.774 | 197.909 | 85.2288 | -4242.63 | 505.557 | 937.088 | 2025.88 | 119.621 | -0.00076019 | 654.481 | 208.907 | 114.403 | 42.7925 | 366.103 | 323.31 | 23.61 | 18.01 | 2.61 | 12.05 | -47.36 | 7.37 | 16.98 | 27.51 | 1.64 | 62.42 | 56.28 | 0 | 0.74784 | 0.022599 | 0.014324 | 0 | 0.13421 | 0.14319 | 0.30364 | 0.020387 | 1.3862 | 0.78476 | BEMCmpMgr 2019.0.11 Alpha (1276) | CSE19 0.860.0 EXE | MPCBECC | Natural Gas | 0.030192 | 0.030184 | -72.6 | 3.7 | 138.712 | 225.423 | 197.909 | 0 | 0 | 0 | 0 | 0 | 505.557 | 937.092 | 2025.88 | 119.621 | 4150.2 | 204.692 | 112.521 | 0 | 42.7925 | 360.005 | 23.14 | 17.76 | 2.61 | 10.7 | 0 | 0 | 0 | 0 | 7.37 | 16.98 | 27.51 | 1.64 | 107.71 | 0 | 0.73198 | 0.022599 | 0 | 0 | 0 | 0 | 0 | 0.13421 | 0.14318 | 0.30364 | 0.020387 | 1.356 | 467.266 | 1165.95 | 197.909 | 0 | 2135 | 930.001 | 2637.81 | 297.5 | 7831.44 | 388.858 | 167.457 | 65.4 | 621.716 | 48.993 | 54.31 | 2.61 | 37.0233 | 31.93 | 23.2095 | 36.39 | 4.13 | 238.596 | 46.39 | 54.31 | 2.61 | 15.92 | 31.93 | 18.57 | 36.39 | 4.13 | 210.25 | 0 | 2.4601 | 0.022599 | 0 | 0.62343 | 0.11804 | 0.43196 | 0.06293 | 3.7191 | 45.1 | 0 | 45.1 | 46 | 19.8 | 26.2 | 22.04 | 32.17 | 23.51 | 32.77 | 22.04 | 32.17 | 62.53 | 80.4062 | [5 empty] | 4243.87 | 2.7034 | 0 | 0 | 2.77 | 0.25 | 0.4 | 2.17 |  |  | 28.1508 | 52.8111 | 39.4886 | 0 | 0 | 0 | 0 | 0 | 109.703 | 184.583 | 413.965 | 26.1987 | 854.901 | 1086.31 | 597.15 | 0 | 227.101 | 1910.56 | 28.7248 | 53.9151 | 39.4886 | 16.6741 | -646.721 | 109.703 | 184.583 | 413.965 | 26.1987 | 226.532 | 1108.68 | 607.14 | 227.101 | 1942.92 | 97.3378 | 282.673 | 39.4886 | 0 | 463.08 | 187.226 | 544.689 | 71.4714 | 1685.97 | 2063.68 | 888.701 | 347.08 | 3299.47 | [17 empty] | -4240.16 | -47.31 | 0 | 46.31 | 54.26 | 2.6 | 0 | 15.8 | 31.93 | 18.57 | 36.39 | 4.13 | 209.99
2019-04-04 10:40 | RIBD\ED9\ED9_CZ12_2700_ELEC.RIBD19 | v30 12 S27 G20 M02 | 12 | 1 | 2700 | Proposed and Standard | FAIL | -16.34 | -6.8 | -25.6 | 56.1 | 2277.96 | 397.703 | 245.927 | 2953.92 | 0 | 0 | 0 | 0 | 615.745 | 2246.48 | 2371.31 | 151.515 | 11260.6 | 5875.51 | 0 | 0 | 0 | 0 | 0 | 0 | 21.31 | 20.57 | 2.52 | 32.51 | 0 | 0 | 0 | 0 | 6.98 | 24.41 | 25.03 | 1.61 | 134.94 | 76.91 | 0 | 1.2597 | 0.028082 | 0.41538 | 0 | 0 | 0 | 0 | 0.16346 | 0.47894 | 0.35412 | 0.025823 | 2.7255 | 1.7032 | 2454.07 | 416.665 | 245.927 | 1332.59 | -5100.83 | 615.745 | 2238.39 | 2371.31 | 151.515 | 4725.37 | 4449.25 | 0 | 0 | 0 | 0 | 0 | 22.96 | 21.86 | 2.52 | 13.23 | -45.23 | 6.98 | 24.33 | 25.03 | 1.61 | 73.29 | 60.57 | 0 | 1.3429 | 0.028082 | 0.062206 | 0 | 0.16346 | 0.47832 | 0.35412 | 0.025823 | 2.455 | 1.4332 | BEMCmpMgr 2019.0.11 Alpha (1276) | CSE19 0.860.0 EXE | MPCBECC | Propane | -0.27057 | -0.26995 | -84.1 | -27 | 2277.96 | 397.703 | 245.927 | 2953.92 | 0 | 0 | 0 | 0 | 615.745 | 2246.48 | 2371.31 | 151.515 | 11260.6 | 0 | 0 | 0 | 0 | 0 | 21.31 | 20.57 | 2.52 | 32.51 | 0 | 0 | 0 | 0 | 6.98 | 24.41 | 25.03 | 1.61 | 134.94 | 0 | 1.2597 | 0.028082 | 0.41538 | 0 | 0 | 0 | 0 | 0.16346 | 0.47894 | 0.35412 | 0.025823 | 2.7255 | 5298.85 | 1730.39 | 245.927 | 3071.98 | 2615 | 2596 | 3146.01 | 327.5 | 19031.7 | 0 | 0 | 0 | 0 | 49.52 | 60.39 | 2.52 | 32.69 | 30.42 | 27.53 | 33.76 | 3.54 | 240.37 | 49.52 | 60.39 | 2.52 | 32.69 | 30.42 | 27.53 | 33.76 | 3.54 | 240.37 | 0 | 3.509 | 0.028082 | 0.37215 | 0.76359 | 0.38997 | 0.51519 | 0.069276 | 5.6473 | 56.1 | 0 | 56.1 | 49.3 | 18.8 | 30.5 | 76.91 | 0 | 60.57 | 0 | 76.91 | 0 | 145.12 | 0 | [5 empty] | 5102.32 | 3.2503 | 0 | 0 | 2.29 | 0.41 | 0.37 | 1.23 |  |  | 484.185 | 94.852 | 49.0695 | 573.781 | 0 | 0 | 0 | 0 | 133.613 | 433.667 | 484.438 | 33.1839 | 2286.79 | 0 | 0 | 0 | 0 | 0 | 521.529 | 99.6587 | 49.0695 | 255.221 | -777.54 | 133.613 | 432.104 | 484.438 | 33.1839 | 1231.28 | 0 | 0 | 0 | 0 | 1117.55 | 415.073 | 49.0695 | 595.738 | 567.192 | 531.119 | 649.628 | 78.6786 | 4004.04 | 0 | 0 | 0 | 0 | [17 empty] | -5104.85 | -45.2 | 0 | 49.43 | 60.32 | 2.49 | 0 | 31.15 | 30.42 | 27.53 | 33.76 | 3.54 | 238.64
2019-04-04 10:40 | RIBD\ED9\ED9_CZ12_2700_NGAS.RIBD19 | v30 12 S27 G20 M01 | 12 | 1 | 2700 | Proposed and Standard | FAIL | 2.08 | 0.9 | -18.1 | 43.6 | 153.996 | 401.607 | 245.927 | 0 | 0 | 0 | 0 | 0 | 615.745 | 1058.62 | 2371.31 | 151.515 | 4998.72 | 801.529 | 227.246 | 126.559 | 0 | 48.2342 | 402.039 | 353.805 | 20.01 | 20.75 | 2.52 | 9.34 | 0 | 0 | 0 | 0 | 6.98 | 15.14 | 25.03 | 1.61 | 101.38 | 52.62 | 0 | 1.2726 | 0.028082 | 0 | 0 | 0 | 0 | 0 | 0.16346 | 0.18035 | 0.35412 | 0.025823 | 2.0244 | 1.3006 | 159.981 | 412.341 | 245.927 | 87.7514 | -5103.11 | 615.745 | 1058.54 | 2371.31 | 151.515 | -0.000329 | 906 | 236.078 | 126.604 | 48.2342 | 410.916 | 362.682 | 20.79 | 21.12 | 2.52 | 10.27 | -44.28 | 6.98 | 15.14 | 25.03 | 1.61 | 59.18 | 54.7 | 0 | 1.3001 | 0.028082 | 0.012978 | 0 | 0.16346 | 0.18036 | 0.35412 | 0.025823 | 2.0649 | 1.3411 | BEMCmpMgr 2019.0.11 Alpha (1276) | CSE19 0.860.0 EXE | MPCBECC | Natural Gas | 0.040502 | 0.040492 | -71.3 | 3.8 | 153.996 | 401.607 | 245.927 | 0 | 0 | 0 | 0 | 0 | 615.745 | 1058.62 | 2371.31 | 151.515 | 4998.72 | 227.246 | 126.559 | 0 | 48.2342 | 402.039 | 20.01 | 20.75 | 2.52 | 9.34 | 0 | 0 | 0 | 0 | 6.98 | 15.14 | 25.03 | 1.61 | 101.38 | 0 | 1.2726 | 0.028082 | 0 | 0 | 0 | 0 | 0 | 0.16346 | 0.18035 | 0.35412 | 0.025823 | 2.0244 | 601.757 | 1771.75 | 245.927 | 0 | 2615 | 989.001 | 3267.2 | 327.5 | 9818.13 | 500.782 | 180.518 | 73.4 | 754.699 | 49.0668 | 61.18 | 2.52 | 30.9767 | 30.42 | 19.7011 | 35.06 | 3.54 | 232.465 | 46.46 | 61.18 | 2.52 | 13.32 | 30.42 | 15.65 | 35.06 | 3.54 | 208.15 | 0 | 3.5525 | 0.028082 | 0 | 0.76359 | 0.12681 | 0.53503 | 0.069276 | 5.0753 | 43.6 | 0 | 43.6 | 44.5 | 19 | 25.5 | 24.71 | 27.91 | 26.09 | 28.61 | 24.71 | 27.91 | 69.32 | 74.4236 | [5 empty] | 5104.6 | 3.2517 | 0 | 0 | 3.17 | 0.3 | 0.48 | 2.46 |  |  | 31.3851 | 95.8276 | 49.0695 | 0 | 0 | 0 | 0 | 0 | 133.613 | 210.514 | 484.438 | 33.1839 | 1038.03 | 1206 | 671.654 | 0 | 255.98 | 2133.64 | 32.5987 | 98.4705 | 49.0695 | 17.1879 | -777.887 | 133.613 | 210.498 | 484.438 | 33.1839 | 281.173 | 1252.87 | 671.89 | 255.98 | 2180.74 | 125.989 | 424.804 | 49.0695 | 0 | 567.192 | 199.284 | 674.652 | 78.6786 | 2119.67 | 2657.66 | 958.014 | 389.536 | 4005.21 | [17 empty] | -5106.62 | -44.3 | 0 | 46.37 | 61.13 | 2.49 | 0 | 13.21 | 30.42 | 15.65 | 35.06 | 3.54 | 207.87
2019-04-04 10:40 | RIBD\ED9\ED9_CZ12_6960_ELEC.RIBD19 | v30 12 S69 G15 M02 | 12 | 8 | 6960 | Proposed and Standard | FAIL | -29.97 | -10.2 | -37.9 | 69.9 | 3497.38 | 2105.78 | 785.772 | 13851.6 | 0 | 0 | 0 | 0 | 2033.7 | 11974.4 | 12062 | 433.914 | 46744.5 | 20240.6 | 0 | 0 | 0 | 0 | 0 | 0 | 12.68 | 27.68 | 3.13 | 53.89 | 0 | 0 | 0 | 0 | 8.95 | 48.53 | 49.46 | 1.79 | 206.11 | 97.38 | 0 | 4.9699 | 0.089726 | 0.86805 | 0 | 0 | 0 | 0 | 0.53989 | 1.4336 | 1.8235 | 0.073953 | 9.7985 | 5.9276 | 4850.81 | 1658.38 | 785.772 | 5546.2 | -23469.8 | 2033.7 | 11937.7 | 12062 | 433.914 | 15838.6 | 12841.2 | 0 | 0 | 0 | 0 | 0 | 17.55 | 25.83 | 3.13 | 20.9 | -81.58 | 8.95 | 48.39 | 49.46 | 1.79 | 94.42 | 67.41 | 0 | 4.3337 | 0.089726 | 0.32346 | 0 | 0.53989 | 1.4317 | 1.8235 | 0.073953 | 8.6159 | 4.7469 | BEMCmpMgr 2019.0.11 Alpha (1276) | CSE19 0.860.0 EXE | MPCBECC | Propane | -1.1826 | -1.1807 | -118.3 | -44.5 | 3497.38 | 2105.78 | 785.772 | 13851.6 | 0 | 0 | 0 | 0 | 2033.7 | 11974.4 | 12062 | 433.914 | 46744.5 | 0 | 0 | 0 | 0 | 0 | 12.68 | 27.68 | 3.13 | 53.89 | 0 | 0 | 0 | 0 | 8.95 | 48.53 | 49.46 | 1.79 | 206.11 | 0 | 4.9699 | 0.089726 | 0.86805 | 0 | 0 | 0 | 0 | 0.53989 | 1.4336 | 1.8235 | 0.073953 | 9.7985 | 9271.27 | 6063.42 | 785.772 | 14658.9 | 5894.96 | 15077.5 | 10697.7 | 540.499 | 62990.1 | 0 | 0 | 0 | 0 | 33.62 | 66.18 | 3.13 | 56.82 | 26.6 | 61.81 | 44.53 | 2.26 | 294.95 | 33.62 | 66.18 | 3.13 | 56.82 | 26.6 | 61.81 | 44.53 | 2.26 | 294.95 | 0 | 9.5091 | 0.089726 | 1.0017 | 1.7213 | 2.2058 | 1.7518 | 0.11433 | 16.3939 | 69.9 | 0 | 69.9 | 59.7 | 27.7 | 32 | 97.38 | 0 | 67.41 | 0 | 97.38 | 0 | 159.75 | 0 | [5 empty] | 23476.7 | 14.9552 | 0 | 0 | 9.26 | 2.13 | 1.44 | 4.25 |  |  | 733.723 | 518.6 | 156.784 | 2614.15 | 0 | 0 | 0 | 0 | 441.303 | 2231.03 | 2466.05 | 95.0332 | 9256.67 | 0 | 0 | 0 | 0 | 0 | 997.535 | 409.406 | 156.784 | 1041.68 | -3577.6 | 441.303 | 2223.84 | 2466.05 | 95.0332 | 4254.03 | 0 | 0 | 0 | 0 | 1948.9 | 1436.07 | 156.784 | 2777.07 | 1278.61 | 3076.41 | 2209.01 | 129.849 | 13012.7 | 0 | 0 | 0 | 0 | [17 empty] | -23492.9 | -81.1 | 0 | 33.61 | 66.21 | 3.13 | 0 | 57 | 26.6 | 61.81 | 44.53 | 2.26 | 295.15
2019-04-04 10:40 | RIBD\ED9\ED9_CZ12_6960_NGAS.RIBD19 | v30 12 S69 G15 M01 | 12 | 8 | 6960 | Proposed and Standard | FAIL | 3.39 | 1.3 | -27.8 | 53.7 | 182.173 | 2075.87 | 785.772 | 0 | 0 | 0 | 0 | 0 | 2033.7 | 5350.55 | 12062 | 433.914 | 22923.9 | 3043.82 | 268.825 | 577.585 | 0 | 271.564 | 1117.97 | 846.41 | 9.24 | 27.67 | 3.13 | 16.55 | 0 | 0 | 0 | 0 | 8.95 | 29.48 | 49.46 | 1.79 | 146.27 | 56.59 | 0 | 4.9616 | 0.089726 | 0 | 0 | 0 | 0 | 0 | 0.53989 | 0.66939 | 1.8235 | 0.073953 | 8.158 | 5.0513 | 182.173 | 2075.87 | 785.772 | 549.179 | -23473.1 | 2033.7 | 5350.55 | 12062 | 433.914 | -0.0023404 | 3593 | 268.825 | 620.317 | 271.564 | 1160.71 | 889.142 | 9.24 | 27.67 | 3.13 | 19.94 | -79.09 | 8.95 | 29.48 | 49.46 | 1.79 | 70.57 | 59.98 | 0 | 4.9616 | 0.089726 | 0.065314 | 0 | 0.53989 | 0.66939 | 1.8235 | 0.073953 | 8.2233 | 5.1166 | BEMCmpMgr 2019.0.11 Alpha (1276) | CSE19 0.860.0 EXE | MPCBECC | Natural Gas | 0.065314 | 0.065314 | -107.3 | 5.7 | 182.173 | 2075.87 | 785.772 | 0 | 0 | 0 | 0 | 0 | 2033.7 | 5350.55 | 12062 | 433.914 | 22923.9 | 268.825 | 577.585 | 0 | 271.564 | 1117.97 | 9.24 | 27.67 | 3.13 | 16.55 | 0 | 0 | 0 | 0 | 8.95 | 29.48 | 49.46 | 1.79 | 146.27 | 0 | 4.9616 | 0.089726 | 0 | 0 | 0 | 0 | 0 | 0.53989 | 0.66939 | 1.8235 | 0.073953 | 8.158 | 1029.98 | 5830.83 | 785.772 | 0 | 5894.96 | 6547.68 | 10697.7 | 540.499 | 31327.5 | 857.144 | 1025.65 | 291.124 | 2173.92 | 33.3278 | 64.85 | 3.13 | 56.5192 | 26.6 | 41.05 | 44.53 | 2.26 | 272.267 | 30.96 | 64.85 | 3.13 | 29.39 | 26.6 | 34.56 | 44.53 | 2.26 | 236.28 | 0 | 9.3643 | 0.089726 | 0 | 1.7213 | 0.80892 | 1.7518 | 0.11433 | 13.8505 | 53.7 | 0 | 53.7 | 55 | 29.1 | 25.9 | 31.46 | 25.13 | 33.66 | 26.32 | 31.46 | 25.13 | 71.71 | 86.1171 | [5 empty] | 23480 | 14.9573 | 0 | 0 | 10.69 | 1.4 | 2.18 | 7.44 |  |  | 36.5423 | 511.427 | 156.784 | 0 | 0 | 0 | 0 | 0 | 441.303 | 1047.39 | 2466.05 | 95.0332 | 4754.53 | 1426.66 | 3065.26 | 0 | 1441.2 | 5933.12 | 36.5423 | 511.427 | 156.784 | 106.865 | -3578.1 | 441.303 | 1047.39 | 2466.05 | 95.0332 | 1283.29 | 1426.66 | 3292.04 | 1441.2 | 6159.9 | 214.941 | 1382.6 | 156.784 | 0 | 1278.61 | 1315.06 | 2209.01 | 129.849 | 6686.85 | 4548.89 | 5443.16 | 1545 | 11537.1 | [17 empty] | -23496.4 | -79.05 | 0 | 30.96 | 64.85 | 3.13 | 0 | 29.42 | 26.6 | 34.56 | 44.53 | 2.26 | 236.31
2019-04-04 10:40 | RIBD\ED9\ED9_CZ13_2100_ELEC.RIBD19 | v30 13 S21 G20 M02 | 13 | 1 | 2100 | Proposed and Standard | FAIL | -15.45 | -5.6 | -26.8 | 58.7 | 1740.82 | 1246.65 | 198.867 | 2467.65 | 0 | 0 | 0 | 0 | 505.557 | 2015.47 | 2025.88 | 119.621 | 10320.5 | 5653.99 | 0 | 0 | 0 | 0 | 0 | 0 | 21.09 | 40.54 | 2.64 | 32.98 | 0 | 0 | 0 | 0 | 7.52 | 28.29 | 27.67 | 1.65 | 162.38 | 97.25 | 0 | 1.919 | 0.022708 | 0.25363 | 0 | 0 | 0 | 0 | 0.13421 | 0.29318 | 0.30364 | 0.020387 | 2.9468 | 2.1954 | 1856.19 | 1322.72 | 198.867 | 1107.55 | -5284.53 | 505.557 | 2010.64 | 2025.88 | 119.621 | 3862.5 | 4485.32 | 0 | 0 | 0 | 0 | 0 | 22.48 | 43.02 | 2.64 | 13.66 | -58.56 | 7.52 | 28.23 | 27.67 | 1.65 | 88.31 | 81.8 | 0 | 2.0387 | 0.022708 | 0.051191 | 0 | 0.13421 | 0.29267 | 0.30364 | 0.020387 | 2.8635 | 2.1126 | BEMCmpMgr 2019.0.11 Alpha (1276) | CSE19 0.860.0 EXE | MPCBECC | Propane | -0.083269 | -0.082754 | -83.9 | -18.9 | 1740.82 | 1246.65 | 198.867 | 2467.65 | 0 | 0 | 0 | 0 | 505.557 | 2015.47 | 2025.88 | 119.621 | 10320.5 | 0 | 0 | 0 | 0 | 0 | 21.09 | 40.54 | 2.64 | 32.98 | 0 | 0 | 0 | 0 | 7.52 | 28.29 | 27.67 | 1.65 | 162.38 | 0 | 1.919 | 0.022708 | 0.25363 | 0 | 0 | 0 | 0 | 0.13421 | 0.29318 | 0.30364 | 0.020387 | 2.9468 | 3678.26 | 3544.29 | 198.867 | 2574.97 | 2135 | 2349 | 2531 | 297.5 | 17308.9 | 0 | 0 | 0 | 0 | 44.5 | 90.86 | 2.64 | 34.54 | 32.73 | 32.2 | 35.16 | 4.22 | 276.85 | 44.5 | 90.86 | 2.64 | 34.54 | 32.73 | 32.2 | 35.16 | 4.22 | 276.85 | 0 | 3.2882 | 0.022708 | 0.15956 | 0.62343 | 0.35042 | 0.41447 | 0.06293 | 4.9217 | 58.7 | 0 | 58.7 | 53.1 | 21.2 | 31.9 | 97.25 | 0 | 81.8 | 0 | 97.25 | 0 | 172.54 | 0 | [5 empty] | 5286.08 | 3.4194 | 0 | 0 | 2.11 | 0.39 | 0.42 | 1.07 |  |  | 367.674 | 298.261 | 39.6798 | 470.449 | 0 | 0 | 0 | 0 | 109.703 | 380.857 | 413.965 | 26.1987 | 2106.79 | 0 | 0 | 0 | 0 | 0 | 392.14 | 316.666 | 39.6798 | 207.552 | -812.698 | 109.703 | 379.938 | 413.965 | 26.1987 | 1073.15 | 0 | 0 | 0 | 0 | 770.972 | 811.166 | 39.6798 | 490.293 | 463.08 | 480.24 | 522.633 | 71.4714 | 3649.53 | 0 | 0 | 0 | 0 | [17 empty] | -5283.64 | -58.4 | 0 | 44.46 | 90.82 | 2.63 | 0 | 34.46 | 32.73 | 32.2 | 35.16 | 4.22 | 276.68
2019-04-04 10:40 | RIBD\ED9\ED9_CZ13_2100_NGAS.RIBD19 | v30 13 S21 G20 M01 | 13 | 1 | 2100 | Proposed and Standard | FAIL | 2.22 | 0.8 | -20.4 | 47 | 115.083 | 1254.93 | 198.867 | 0 | 0 | 0 | 0 | 0 | 505.557 | 964.2 | 2025.88 | 119.621 | 5184.14 | 1568.88 | 169.848 | 105.148 | 0 | 42.7925 | 317.788 | 274.996 | 19.3 | 40.83 | 2.64 | 10.05 | 0 | 0 | 0 | 0 | 7.52 | 17.34 | 27.67 | 1.65 | 127 | 72.82 | 0 | 1.9314 | 0.022708 | 0 | 0 | 0 | 0 | 0 | 0.13421 | 0.14574 | 0.30364 | 0.020387 | 2.5581 | 1.9542 | 117.716 | 1269.87 | 198.867 | 85.2288 | -5286.9 | 505.557 | 964.164 | 2025.88 | 119.621 | 0.00034249 | 1671.68 | 173.734 | 108.13 | 42.7925 | 324.656 | 281.864 | 19.73 | 41.2 | 2.64 | 11.47 | -57.44 | 7.52 | 17.34 | 27.67 | 1.65 | 71.78 | 75.04 | 0 | 1.9466 | 0.022708 | 0.014324 | 0 | 0.13421 | 0.14575 | 0.30364 | 0.020387 | 2.5876 | 1.9836 | BEMCmpMgr 2019.0.11 Alpha (1276) | CSE19 0.860.0 EXE | MPCBECC | Natural Gas | 0.029464 | 0.029459 | -76.9 | 3 | 115.083 | 1254.93 | 198.867 | 0 | 0 | 0 | 0 | 0 | 505.557 | 964.2 | 2025.88 | 119.621 | 5184.14 | 169.848 | 105.148 | 0 | 42.7925 | 317.788 | 19.3 | 40.83 | 2.64 | 10.05 | 0 | 0 | 0 | 0 | 7.52 | 17.34 | 27.67 | 1.65 | 127 | 0 | 1.9314 | 0.022708 | 0 | 0 | 0 | 0 | 0 | 0.13421 | 0.14574 | 0.30364 | 0.020387 | 2.5581 | 407.892 | 3604.19 | 198.867 | 0 | 2135 | 930.001 | 2637.81 | 297.5 | 10211.3 | 339.498 | 160.189 | 65.4 | 565.087 | 43.7996 | 92.05 | 2.64 | 34.7727 | 32.73 | 23.2795 | 36.64 | 4.22 | 270.132 | 40.69 | 92.05 | 2.64 | 15.3 | 32.73 | 18.64 | 36.64 | 4.22 | 242.91 | 0 | 3.3253 | 0.022708 | 0 | 0.62343 | 0.11804 | 0.43196 | 0.06293 | 4.5844 | 47 | 0 | 47 | 47.8 | 21.2 | 26.6 | 44.87 | 27.95 | 46.44 | 28.6 | 44.87 | 27.95 | 99.62 | 73.6423 | [5 empty] | 5288.45 | 3.4209 | 0 | 0 | 2.79 | 0.29 | 0.52 | 2.03 |  |  | 23.3451 | 300.217 | 39.6798 | 0 | 0 | 0 | 0 | 0 | 109.703 | 190.11 | 413.965 | 26.1987 | 1103.22 | 901.389 | 558.022 | 0 | 227.101 | 1686.51 | 23.8774 | 303.731 | 39.6798 | 16.6741 | -813.063 | 109.703 | 190.102 | 413.965 | 26.1987 | 310.869 | 922.013 | 573.848 | 227.101 | 1722.96 | 84.8955 | 824.555 | 39.6798 | 0 | 463.08 | 187.226 | 544.689 | 71.4714 | 2215.6 | 1801.73 | 850.129 | 347.08 | 2998.93 | [17 empty] | -5285.42 | -57.39 | 0 | 40.66 | 92 | 2.63 | 0 | 15.19 | 32.73 | 18.64 | 36.64 | 4.22 | 242.71
2019-04-04 10:40 | RIBD\ED9\ED9_CZ13_2700_ELEC.RIBD19 | v30 13 S27 G20 M02 | 13 | 1 | 2700 | Proposed and Standard | FAIL | -12 | -4.5 | -24.8 | 54.7 | 2068.02 | 1692.23 | 248.187 | 2751.84 | 0 | 0 | 0 | 0 | 615.745 | 2277.03 | 2371.31 | 151.515 | 12175.9 | 6760.27 | 0 | 0 | 0 | 0 | 0 | 0 | 19.48 | 39.8 | 2.56 | 27.93 | 0 | 0 | 0 | 0 | 7.13 | 24.78 | 25.18 | 1.63 | 148.49 | 89.77 | 0 | 2.4127 | 0.02834 | 0.24489 | 0 | 0 | 0 | 0 | 0.16346 | 0.48228 | 0.35412 | 0.025823 | 3.7117 | 2.686 | 2223.08 | 1802.33 | 248.187 | 1202.52 | -6433.84 | 615.745 | 2269.24 | 2371.31 | 151.515 | 4450.08 | 5476.12 | 0 | 0 | 0 | 0 | 0 | 20.94 | 42.54 | 2.56 | 11.73 | -55.34 | 7.13 | 24.7 | 25.18 | 1.63 | 81.07 | 77.77 | 0 | 2.5828 | 0.02834 | 0.095163 | 0 | 0.16346 | 0.48148 | 0.35412 | 0.025823 | 3.7312 | 2.7063 | BEMCmpMgr 2019.0.11 Alpha (1276) | CSE19 0.860.0 EXE | MPCBECC | Propane | 0.019548 | 0.020347 | -83.2 | -15.4 | 2068.02 | 1692.23 | 248.187 | 2751.84 | 0 | 0 | 0 | 0 | 615.745 | 2277.03 | 2371.31 | 151.515 | 12175.9 | 0 | 0 | 0 | 0 | 0 | 19.48 | 39.8 | 2.56 | 27.93 | 0 | 0 | 0 | 0 | 7.13 | 24.78 | 25.18 | 1.63 | 148.49 | 0 | 2.4127 | 0.02834 | 0.24489 | 0 | 0 | 0 | 0 | 0.16346 | 0.48228 | 0.35412 | 0.025823 | 3.7117 | 4910.11 | 4877.16 | 248.187 | 2861.21 | 2615 | 2596 | 3146.01 | 327.5 | 21581.2 | 0 | 0 | 0 | 0 | 46.2 | 97.12 | 2.56 | 29.11 | 31.18 | 27.7 | 33.99 | 3.61 | 271.47 | 46.2 | 97.12 | 2.56 | 29.11 | 31.18 | 27.7 | 33.99 | 3.61 | 271.47 | 0 | 4.5119 | 0.02834 | 0.27932 | 0.76359 | 0.38997 | 0.51519 | 0.069276 | 6.5576 | 54.7 | 0 | 54.7 | 50.2 | 20.3 | 29.9 | 89.77 | 0 | 77.77 | 0 | 89.77 | 0 | 174.99 | 0 | [5 empty] | 6435.73 | 4.1631 | 0 | 0 | 2.51 | 0.46 | 0.53 | 1.28 |  |  | 438.25 | 403.771 | 49.5205 | 529.642 | 0 | 0 | 0 | 0 | 133.613 | 439.896 | 484.438 | 33.1839 | 2512.32 | 0 | 0 | 0 | 0 | 0 | 470.975 | 430.257 | 49.5205 | 228.702 | -989.449 | 133.613 | 438.399 | 484.438 | 33.1839 | 1279.64 | 0 | 0 | 0 | 0 | 1033.56 | 1112.74 | 49.5205 | 550.567 | 567.192 | 531.119 | 649.628 | 78.6786 | 4573.01 | 0 | 0 | 0 | 0 | [17 empty] | -6442.35 | -55.36 | 0 | 46.16 | 97.06 | 2.54 | 0 | 28.52 | 31.18 | 27.7 | 33.99 | 3.61 | 270.76
2019-04-04 10:40 | RIBD\ED9\ED9_CZ13_2700_NGAS.RIBD19 | v30 13 S27 G20 M01 | 13 | 1 | 2700 | Proposed and Standard | FAIL | 2.33 | 0.9 | -19.6 | 44.7 | 135.485 | 1701.49 | 248.187 | 0 | 0 | 0 | 0 | 0 | 615.745 | 1089.38 | 2371.31 | 151.515 | 6313.11 | 2085.16 | 199.958 | 117.927 | 0 | 48.2342 | 366.119 | 317.885 | 17.68 | 40.1 | 2.56 | 8.74 | 0 | 0 | 0 | 0 | 7.13 | 15.56 | 25.18 | 1.63 | 118.58 | 69.08 | 0 | 2.4322 | 0.02834 | 0 | 0 | 0 | 0 | 0 | 0.16346 | 0.18369 | 0.35412 | 0.025823 | 3.1877 | 2.4606 | 140.953 | 1731.38 | 248.187 | 87.7514 | -6436.12 | 615.745 | 1089.29 | 2371.31 | 151.515 | -0.00064048 | 2208.27 | 208.029 | 119.259 | 48.2342 | 375.522 | 327.288 | 18.39 | 40.69 | 2.56 | 9.77 | -54.34 | 7.13 | 15.56 | 25.18 | 1.63 | 66.57 | 71.41 | 0 | 2.4627 | 0.02834 | 0.012978 | 0 | 0.16346 | 0.1837 | 0.35412 | 0.025823 | 3.2311 | 2.504 | BEMCmpMgr 2019.0.11 Alpha (1276) | CSE19 0.860.0 EXE | MPCBECC | Natural Gas | 0.043404 | 0.043394 | -78.1 | 3.3 | 135.485 | 1701.49 | 248.187 | 0 | 0 | 0 | 0 | 0 | 615.745 | 1089.38 | 2371.31 | 151.515 | 6313.11 | 199.958 | 117.927 | 0 | 48.2342 | 366.119 | 17.68 | 40.1 | 2.56 | 8.74 | 0 | 0 | 0 | 0 | 7.13 | 15.56 | 25.18 | 1.63 | 118.58 | 0 | 2.4322 | 0.02834 | 0 | 0 | 0 | 0 | 0 | 0.16346 | 0.18369 | 0.35412 | 0.025823 | 3.1877 | 546.94 | 4941.99 | 248.187 | 0 | 2615 | 989.001 | 3267.2 | 327.5 | 12935.8 | 455.23 | 172.17 | 73.4 | 700.8 | 45.6726 | 98.13 | 2.56 | 29 | 31.18 | 19.7611 | 35.3 | 3.61 | 265.214 | 42.43 | 98.13 | 2.56 | 12.76 | 31.18 | 15.71 | 35.3 | 3.61 | 241.68 | 0 | 4.5512 | 0.02834 | 0 | 0.76359 | 0.12681 | 0.53503 | 0.069276 | 6.0743 | 44.7 | 0 | 44.7 | 45.6 | 20.5 | 25.1 | 43.94 | 25.14 | 45.53 | 25.88 | 43.94 | 25.14 | 105.83 | 69.5326 | [5 empty] | 6438.01 | 4.1645 | 0 | 0 | 3.29 | 0.35 | 0.64 | 2.38 |  |  | 27.5948 | 405.963 | 49.5205 | 0 | 0 | 0 | 0 | 0 | 133.613 | 216.789 | 484.438 | 33.1839 | 1351.1 | 1061.18 | 625.841 | 0 | 255.98 | 1943.01 | 28.706 | 412.936 | 49.5205 | 17.1879 | -989.799 | 133.613 | 216.77 | 484.438 | 33.1839 | 386.555 | 1104.02 | 632.91 | 255.98 | 1992.91 | 114.381 | 1127.24 | 49.5205 | 0 | 567.192 | 199.284 | 674.652 | 78.6786 | 2810.95 | 2415.92 | 913.71 | 389.536 | 3719.17 | [17 empty] | -6444.12 | -54.39 | 0 | 42.39 | 98.06 | 2.54 | 0 | 12.66 | 31.18 | 15.71 | 35.3 | 3.61 | 241.45
2019-04-04 10:40 | RIBD\ED9\ED9_CZ13_6960_ELEC.RIBD19 | v30 13 S69 G15 M02 | 13 | 8 | 6960 | Proposed and Standard | FAIL | -26.27 | -8.1 | -36.2 | 68.3 | 3163.62 | 5700.99 | 785.772 | 12973.6 | 0 | 0 | 0 | 0 | 2033.7 | 12042.1 | 12062 | 433.914 | 49195.7 | 22624 | 0 | 0 | 0 | 0 | 0 | 0 | 11.55 | 46.72 | 3.15 | 50.5 | 0 | 0 | 0 | 0 | 9.13 | 49.76 | 49.76 | 1.81 | 222.38 | 111.92 | 0 | 6.9031 | 0.089726 | 1.0421 | 0 | 0 | 0 | 0 | 0.53989 | 1.4373 | 1.8235 | 0.073953 | 11.9096 | 8.035 | 4364.13 | 5227.73 | 785.772 | 5122.5 | -27112.8 | 2033.7 | 12011.7 | 12062 | 433.914 | 14928.7 | 15500.1 | 0 | 0 | 0 | 0 | 0 | 15.91 | 46.01 | 3.15 | 20.58 | -91.58 | 9.13 | 49.64 | 49.76 | 1.81 | 104.41 | 85.65 | 0 | 6.916 | 0.089726 | 0.43467 | 0 | 0.53989 | 1.4357 | 1.8235 | 0.073953 | 11.3134 | 7.4404 | BEMCmpMgr 2019.0.11 Alpha (1276) | CSE19 0.860.0 EXE | MPCBECC | Propane | -0.5962 | -0.59451 | -113 | -30.7 | 3163.62 | 5700.99 | 785.772 | 12973.6 | 0 | 0 | 0 | 0 | 2033.7 | 12042.1 | 12062 | 433.914 | 49195.7 | 0 | 0 | 0 | 0 | 0 | 11.55 | 46.72 | 3.15 | 50.5 | 0 | 0 | 0 | 0 | 9.13 | 49.76 | 49.76 | 1.81 | 222.38 | 0 | 6.9031 | 0.089726 | 1.0421 | 0 | 0 | 0 | 0 | 0.53989 | 1.4373 | 1.8235 | 0.073953 | 11.9096 | 8559.4 | 13913.5 | 785.772 | 13757.9 | 5894.96 | 15077.5 | 10697.7 | 540.499 | 69227.4 | 0 | 0 | 0 | 0 | 31.25 | 100.6 | 3.15 | 54.04 | 27.27 | 62.19 | 44.84 | 2.31 | 325.65 | 31.25 | 100.6 | 3.15 | 54.04 | 27.27 | 62.19 | 44.84 | 2.31 | 325.65 | 0 | 11.6032 | 0.089726 | 0.74003 | 1.7213 | 2.2058 | 1.7518 | 0.11433 | 18.2262 | 68.3 | 0 | 68.3 | 60.2 | 28.1 | 32.1 | 111.92 | 0 | 85.65 | 0 | 111.92 | 0 | 189.04 | 0 | [5 empty] | 27120.7 | 17.5434 | 0 | 0 | 9.86 | 2.3 | 1.87 | 4.33 |  |  | 662.852 | 1356.77 | 156.784 | 2438.73 | 0 | 0 | 0 | 0 | 441.303 | 2244.29 | 2466.05 | 95.0332 | 9861.82 | 0 | 0 | 0 | 0 | 0 | 894.96 | 1248.67 | 156.784 | 960.563 | -4169.62 | 441.303 | 2238.53 | 2466.05 | 95.0332 | 4332.27 | 0 | 0 | 0 | 0 | 1794.57 | 3146.1 | 156.784 | 2593.62 | 1278.61 | 3076.41 | 2209.01 | 129.849 | 14384.9 | 0 | 0 | 0 | 0 | [17 empty] | -27133.2 | -91.07 | 0 | 31.23 | 100.61 | 3.15 | 0 | 54.11 | 27.27 | 62.19 | 44.84 | 2.31 | 325.71
2019-04-04 10:40 | RIBD\ED9\ED9_CZ13_6960_NGAS.RIBD19 | v30 13 S69 G15 M01 | 13 | 8 | 6960 | Proposed and Standard | FAIL | 3.54 | 1.2 | -28.3 | 54.4 | 158.477 | 5673.31 | 785.772 | 0 | 0 | 0 | 0 | 0 | 2033.7 | 5419.74 | 12062 | 433.914 | 26566.9 | 6617.56 | 233.892 | 539.569 | 0 | 271.564 | 1045.03 | 773.462 | 8.06 | 46.98 | 3.15 | 15.54 | 0 | 0 | 0 | 0 | 9.13 | 29.93 | 49.76 | 1.81 | 164.36 | 73.73 | 0 | 6.9838 | 0.089726 | 0 | 0 | 0 | 0 | 0 | 0.53989 | 0.67306 | 1.8235 | 0.073953 | 10.1839 | 7.0735 | 158.477 | 5673.31 | 785.772 | 549.169 | -27116.1 | 2033.7 | 5419.74 | 12062 | 433.914 | -0.0022593 | 7166.73 | 233.892 | 587.972 | 271.564 | 1093.43 | 821.865 | 8.06 | 46.98 | 3.15 | 19.08 | -89.15 | 9.13 | 29.93 | 49.76 | 1.81 | 78.75 | 77.27 | 0 | 6.9838 | 0.089726 | 0.065314 | 0 | 0.53989 | 0.67306 | 1.8235 | 0.073953 | 10.2492 | 7.1388 | BEMCmpMgr 2019.0.11 Alpha (1276) | CSE19 0.860.0 EXE | MPCBECC | Natural Gas | 0.065314 | 0.065314 | -108.7 | 4.6 | 158.477 | 5673.31 | 785.772 | 0 | 0 | 0 | 0 | 0 | 2033.7 | 5419.74 | 12062 | 433.914 | 26566.9 | 233.892 | 539.569 | 0 | 271.564 | 1045.03 | 8.06 | 46.98 | 3.15 | 15.54 | 0 | 0 | 0 | 0 | 9.13 | 29.93 | 49.76 | 1.81 | 164.36 | 0 | 6.9838 | 0.089726 | 0 | 0 | 0 | 0 | 0 | 0.53989 | 0.67306 | 1.8235 | 0.073953 | 10.1839 | 927.535 | 13616.3 | 785.772 | 0 | 5894.96 | 6547.68 | 10697.7 | 540.499 | 39010.4 | 772.009 | 985.605 | 291.124 | 2048.74 | 30.7133 | 99.13 | 3.15 | 53.5472 | 27.27 | 41.19 | 44.84 | 2.31 | 302.151 | 27.98 | 99.13 | 3.15 | 28.38 | 27.27 | 34.7 | 44.84 | 2.31 | 267.76 | 0 | 11.4958 | 0.089726 | 0 | 1.7213 | 0.80892 | 1.7518 | 0.11433 | 15.982 | 54.4 | 0 | 54.4 | 55.6 | 29.5 | 26.1 | 50.71 | 23.02 | 52.92 | 24.35 | 50.71 | 23.02 | 105.66 | 80.8805 | [5 empty] | 27124 | 17.5456 | 0 | 0 | 11.15 | 1.58 | 2.59 | 7.34 |  |  | 31.7979 | 1350.68 | 156.784 | 0 | 0 | 0 | 0 | 0 | 441.303 | 1060.96 | 2466.05 | 95.0332 | 5602.61 | 1241.27 | 2863.51 | 0 | 1441.2 | 5545.98 | 31.7979 | 1350.68 | 156.784 | 106.863 | -4170.13 | 441.303 | 1060.96 | 2466.05 | 95.0332 | 1539.34 | 1241.27 | 3120.39 | 1441.2 | 5802.86 | 193.248 | 3082.64 | 156.784 | 0 | 1278.61 | 1315.06 | 2209.01 | 129.849 | 8365.2 | 4097.07 | 5230.64 | 1545 | 10872.7 | [17 empty] | -27136.7 | -89.1 | 0 | 27.98 | 99.13 | 3.15 | 0 | 28.41 | 27.27 | 34.7 | 44.84 | 2.31 | 267.79
2019-04-04 10:40 | RIBD\ED9\ED9_CZ14_2100_ELEC.RIBD19 | v30 14 S21 G20 M02 | 14 | 1 | 2100 | Proposed and Standard | FAIL | -14.34 | -5.4 | -26.8 | 59 | 2157.03 | 1057.71 | 196.863 | 2545.73 | 0 | 0 | 0 | 0 | 505.557 | 2004.92 | 2025.88 | 119.621 | 10613.3 | 5957.33 | 0 | 0 | 0 | 0 | 0 | 0 | 25.06 | 32.93 | 2.51 | 32.42 | 0 | 0 | 0 | 0 | 7.03 | 26.61 | 26.55 | 1.57 | 154.68 | 92.92 | 0 | 1.5927 | 0.02248 | 0.23697 | 0 | 0 | 0 | 0 | 0.13421 | 0.29245 | 0.30364 | 0.020387 | 2.6028 | 1.8521 | 2298.03 | 1122.45 | 196.863 | 1228.83 | -5090.5 | 505.557 | 2000.51 | 2025.88 | 119.621 | 4407.24 | 4846.17 | 0 | 0 | 0 | 0 | 0 | 26.7 | 34.85 | 2.51 | 14.52 | -55.8 | 7.03 | 26.55 | 26.55 | 1.57 | 84.48 | 78.58 | 0 | 1.6863 | 0.02248 | 0.06319 | 0 | 0.13421 | 0.29197 | 0.30364 | 0.020387 | 2.5222 | 1.772 | BEMCmpMgr 2019.0.11 Alpha (1276) | CSE19 0.860.0 EXE | MPCBECC | Propane | -0.080627 | -0.080147 | -83.1 | -18.2 | 2157.03 | 1057.71 | 196.863 | 2545.73 | 0 | 0 | 0 | 0 | 505.557 | 2004.92 | 2025.88 | 119.621 | 10613.3 | 0 | 0 | 0 | 0 | 0 | 25.06 | 32.93 | 2.51 | 32.42 | 0 | 0 | 0 | 0 | 7.03 | 26.61 | 26.55 | 1.57 | 154.68 | 0 | 1.5927 | 0.02248 | 0.23697 | 0 | 0 | 0 | 0 | 0.13421 | 0.29245 | 0.30364 | 0.020387 | 2.6028 | 4458.41 | 3035.43 | 196.863 | 2657.15 | 2135 | 2349 | 2531 | 297.5 | 17660.4 | 0 | 0 | 0 | 0 | 51.69 | 76.1 | 2.51 | 32.98 | 30.24 | 30.85 | 33.63 | 3.96 | 261.96 | 51.69 | 76.1 | 2.51 | 32.98 | 30.24 | 30.85 | 33.63 | 3.96 | 261.96 | 0 | 2.6819 | 0.02248 | 0.158 | 0.62343 | 0.35042 | 0.41447 | 0.06293 | 4.3136 | 59 | 0 | 59 | 53.6 | 21.4 | 32.2 | 92.92 | 0 | 78.58 | 0 | 92.92 | 0 | 163.28 | 0 | [5 empty] | 5091.99 | 2.8334 | 0 | 0 | 2.08 | 0.29 | 0.22 | 1.37 |  |  | 447.143 | 277.181 | 36.5062 | 437.855 | 0 | 0 | 0 | 0 | 110.455 | 344.844 | 395.209 | 26.3203 | 2075.51 | 0 | 0 | 0 | 0 | 0 | 476.981 | 294.544 | 36.5062 | 205.529 | -514.808 | 110.455 | 344.086 | 395.209 | 26.3203 | 1374.82 | 0 | 0 | 0 | 0 | 912.765 | 688.196 | 36.5062 | 456.396 | 466.012 | 457.129 | 502.216 | 78.6174 | 3597.84 | 0 | 0 | 0 | 0 | [17 empty] | -5087.13 | -55.61 | 0 | 51.55 | 76.01 | 2.48 | 0 | 33.22 | 30.24 | 30.85 | 33.63 | 3.96 | 261.94
2019-04-04 10:39 | RIBD\ED9\ED9_CZ14_2100_NGAS.RIBD19 | v30 14 S21 G20 M01 | 14 | 1 | 2100 | Proposed and Standard | FAIL | 2.15 | 0.8 | -20.5 | 46.6 | 126.949 | 1064.56 | 196.863 | 0 | 0 | 0 | 0 | 0 | 505.557 | 952.999 | 2025.88 | 119.621 | 4992.43 | 1388.37 | 187.559 | 108.43 | 0 | 42.7925 | 338.782 | 295.989 | 21.27 | 33.18 | 2.51 | 10.42 | 0 | 0 | 0 | 0 | 7.03 | 16.66 | 26.55 | 1.57 | 119.19 | 67.38 | 0 | 1.6049 | 0.02248 | 0 | 0 | 0 | 0 | 0 | 0.13421 | 0.14502 | 0.30364 | 0.020387 | 2.2307 | 1.6274 | 129.906 | 1076.86 | 196.863 | 85.2288 | -5092.88 | 505.557 | 952.96 | 2025.88 | 119.621 | -0.001126 | 1488.86 | 191.928 | 110.923 | 42.7925 | 345.643 | 302.851 | 21.76 | 33.51 | 2.51 | 11.75 | -54.55 | 7.03 | 16.66 | 26.55 | 1.57 | 66.79 | 69.53 | 0 | 1.6186 | 0.02248 | 0.014324 | 0 | 0.13421 | 0.14502 | 0.30364 | 0.020387 | 2.2587 | 1.6554 | BEMCmpMgr 2019.0.11 Alpha (1276) | CSE19 0.860.0 EXE | MPCBECC | Natural Gas | 0.028042 | 0.028038 | -78.5 | 3.1 | 126.949 | 1064.56 | 196.863 | 0 | 0 | 0 | 0 | 0 | 505.557 | 952.999 | 2025.88 | 119.621 | 4992.43 | 187.559 | 108.43 | 0 | 42.7925 | 338.782 | 21.27 | 33.18 | 2.51 | 10.42 | 0 | 0 | 0 | 0 | 7.03 | 16.66 | 26.55 | 1.57 | 119.19 | 0 | 1.6049 | 0.02248 | 0 | 0 | 0 | 0 | 0 | 0.13421 | 0.14502 | 0.30364 | 0.020387 | 2.2307 | 453.197 | 3088.26 | 196.863 | 0 | 2135 | 930.001 | 2637.81 | 297.5 | 9738.64 | 377.613 | 163.333 | 65.4 | 606.347 | 51.0891 | 77.11 | 2.51 | 33.4043 | 30.24 | 22.6452 | 35.05 | 3.96 | 256.009 | 45.13 | 77.11 | 2.51 | 15.7 | 30.24 | 18.17 | 35.05 | 3.96 | 227.87 | 0 | 2.7175 | 0.02248 | 0 | 0.62343 | 0.11804 | 0.43196 | 0.06293 | 3.9764 | 46.6 | 0 | 46.6 | 47.4 | 21.3 | 26.1 | 37.17 | 30.21 | 38.65 | 30.88 | 37.17 | 30.21 | 84.87 | 79.2433 | [5 empty] | 5094.37 | 2.8347 | 0 | 0 | 2.84 | 0.22 | 0.29 | 2.38 |  |  | 24.8491 | 278.933 | 36.5062 | 0 | 0 | 0 | 0 | 0 | 110.455 | 174.408 | 395.209 | 26.3203 | 1046.68 | 995.38 | 575.443 | 0 | 227.101 | 1797.92 | 25.4104 | 282.03 | 36.5062 | 15.3586 | -515.049 | 110.455 | 174.399 | 395.209 | 26.3203 | 550.64 | 1018.57 | 588.671 | 227.101 | 1834.34 | 91.6308 | 699.651 | 36.5062 | 0 | 466.012 | 175.562 | 523.41 | 78.6174 | 2071.39 | 2004.01 | 866.814 | 347.08 | 3217.9 | [17 empty] | -5088.91 | -54.48 | 0 | 44.99 | 77.02 | 2.48 | 0 | 15.58 | 30.24 | 18.17 | 35.05 | 3.96 | 227.49
2019-04-04 10:40 | RIBD\ED9\ED9_CZ14_2700_ELEC.RIBD19 | v30 14 S27 G20 M02 | 14 | 1 | 2700 | Proposed and Standard | FAIL | -10.51 | -4.1 | -24.7 | 55.4 | 2482.49 | 1492.55 | 243.461 | 2838.05 | 0 | 0 | 0 | 0 | 615.745 | 2264.78 | 2371.31 | 151.515 | 12459.9 | 7056.55 | 0 | 0 | 0 | 0 | 0 | 0 | 22.43 | 34.49 | 2.42 | 26.85 | 0 | 0 | 0 | 0 | 6.66 | 23.82 | 24.17 | 1.55 | 142.39 | 86.19 | 0 | 2.1044 | 0.0278 | 0.28043 | 0 | 0 | 0 | 0 | 0.16346 | 0.48127 | 0.35412 | 0.025823 | 3.4373 | 2.4126 | 2662.3 | 1589.59 | 243.461 | 1328.86 | -6219.36 | 615.745 | 2257.57 | 2371.31 | 151.515 | 5000.98 | 5824.21 | 0 | 0 | 0 | 0 | 0 | 24.06 | 36.85 | 2.42 | 12.35 | -52.9 | 6.66 | 23.75 | 24.17 | 1.55 | 78.91 | 75.68 | 0 | 2.25 | 0.0278 | 0.10018 | 0 | 0.16346 | 0.48062 | 0.35412 | 0.025823 | 3.402 | 2.3779 | BEMCmpMgr 2019.0.11 Alpha (1276) | CSE19 0.860.0 EXE | MPCBECC | Propane | -0.03532 | -0.034664 | -80.4 | -13.9 | 2482.49 | 1492.55 | 243.461 | 2838.05 | 0 | 0 | 0 | 0 | 615.745 | 2264.78 | 2371.31 | 151.515 | 12459.9 | 0 | 0 | 0 | 0 | 0 | 22.43 | 34.49 | 2.42 | 26.85 | 0 | 0 | 0 | 0 | 6.66 | 23.82 | 24.17 | 1.55 | 142.39 | 0 | 2.1044 | 0.0278 | 0.28043 | 0 | 0 | 0 | 0 | 0.16346 | 0.48127 | 0.35412 | 0.025823 | 3.4373 | 5914.68 | 4264.5 | 243.461 | 2951.91 | 2615 | 2596 | 3146.01 | 327.5 | 22059.1 | 0 | 0 | 0 | 0 | 53.34 | 81.87 | 2.42 | 28.07 | 28.81 | 26.54 | 32.51 | 3.39 | 256.95 | 53.34 | 81.87 | 2.42 | 28.07 | 28.81 | 26.54 | 32.51 | 3.39 | 256.95 | 0 | 3.6687 | 0.0278 | 0.31887 | 0.76359 | 0.38997 | 0.51519 | 0.069276 | 5.7534 | 55.4 | 0 | 55.4 | 51.3 | 20.6 | 30.7 | 86.19 | 0 | 75.68 | 0 | 86.19 | 0 | 165.7 | 0 | [5 empty] | 6221.18 | 3.4617 | 0 | 0 | 2.48 | 0.35 | 0.28 | 1.64 |  |  | 516.883 | 387.702 | 45.1472 | 504.714 | 0 | 0 | 0 | 0 | 134.529 | 397.825 | 462.36 | 33.3379 | 2482.5 | 0 | 0 | 0 | 0 | 0 | 554.237 | 413.277 | 45.1472 | 231.256 | -628.971 | 134.529 | 396.581 | 462.36 | 33.3379 | 1641.75 | 0 | 0 | 0 | 0 | 1217.44 | 956.463 | 45.1472 | 521.693 | 570.783 | 505.907 | 624.249 | 86.5452 | 4528.23 | 0 | 0 | 0 | 0 | [17 empty] | -6216.7 | -52.8 | 0 | 53.17 | 81.73 | 2.36 | 0 | 28.02 | 28.81 | 26.54 | 32.51 | 3.39 | 256.53
2019-04-04 10:40 | RIBD\ED9\ED9_CZ14_2700_NGAS.RIBD19 | v30 14 S27 G20 M01 | 14 | 1 | 2700 | Proposed and Standard | FAIL | 2.24 | 0.9 | -19.7 | 44.6 | 143.69 | 1500.48 | 243.461 | 0 | 0 | 0 | 0 | 0 | 615.745 | 1076.51 | 2371.31 | 151.515 | 6102.7 | 1887.63 | 212.293 | 121.614 | 0 | 48.2342 | 382.141 | 333.907 | 18.76 | 34.7 | 2.42 | 9.07 | 0 | 0 | 0 | 0 | 6.66 | 14.7 | 24.17 | 1.55 | 112.03 | 64.95 | 0 | 2.1187 | 0.0278 | 0 | 0 | 0 | 0 | 0 | 0.16346 | 0.18269 | 0.35412 | 0.025823 | 2.8726 | 2.1465 | 149.9 | 1525.55 | 243.461 | 87.7514 | -6221.64 | 615.745 | 1076.4 | 2371.31 | 151.515 | 0.00023011 | 2006.67 | 221.468 | 122.396 | 48.2342 | 392.098 | 343.864 | 19.57 | 35.21 | 2.42 | 9.99 | -51.76 | 6.66 | 14.7 | 24.17 | 1.55 | 62.51 | 67.19 | 0 | 2.1444 | 0.0278 | 0.012978 | 0 | 0.16346 | 0.1827 | 0.35412 | 0.025823 | 2.9112 | 2.1851 | BEMCmpMgr 2019.0.11 Alpha (1276) | CSE19 0.860.0 EXE | MPCBECC | Natural Gas | 0.038603 | 0.038593 | -79.2 | 3.3 | 143.69 | 1500.48 | 243.461 | 0 | 0 | 0 | 0 | 0 | 615.745 | 1076.51 | 2371.31 | 151.515 | 6102.7 | 212.293 | 121.614 | 0 | 48.2342 | 382.141 | 18.76 | 34.7 | 2.42 | 9.07 | 0 | 0 | 0 | 0 | 6.66 | 14.7 | 24.17 | 1.55 | 112.03 | 0 | 2.1187 | 0.0278 | 0 | 0 | 0 | 0 | 0 | 0.16346 | 0.18269 | 0.35412 | 0.025823 | 2.8726 | 603.534 | 4321.65 | 243.461 | 0 | 2615 | 989.001 | 3267.2 | 327.5 | 12367.3 | 502.878 | 175.633 | 73.4 | 751.911 | 52.9228 | 82.72 | 2.42 | 27.8723 | 28.81 | 19.2231 | 33.77 | 3.39 | 251.128 | 46.75 | 82.72 | 2.42 | 13.1 | 28.81 | 15.32 | 33.77 | 3.39 | 226.28 | 0 | 3.7062 | 0.0278 | 0 | 0.76359 | 0.12681 | 0.53503 | 0.069276 | 5.2287 | 44.6 | 0 | 44.6 | 45.5 | 20.6 | 24.9 | 38.42 | 26.53 | 39.88 | 27.31 | 38.42 | 26.53 | 90.58 | 75.3551 | [5 empty] | 6223.46 | 3.4629 | 0 | 0 | 3.32 | 0.27 | 0.36 | 2.77 |  |  | 28.3698 | 389.723 | 45.1472 | 0 | 0 | 0 | 0 | 0 | 134.529 | 198.686 | 462.36 | 33.3379 | 1292.15 | 1126.65 | 645.41 | 0 | 255.98 | 2028.04 | 29.5677 | 396.032 | 45.1472 | 15.8611 | -629.202 | 134.529 | 198.666 | 462.36 | 33.3379 | 686.299 | 1175.34 | 649.56 | 255.98 | 2080.88 | 122.863 | 968.767 | 45.1472 | 0 | 570.783 | 187.036 | 648.296 | 86.5452 | 2629.44 | 2668.79 | 932.091 | 389.536 | 3990.42 | [17 empty] | -6218.47 | -51.72 | 0 | 46.6 | 82.58 | 2.36 | 0 | 12.99 | 28.81 | 15.32 | 33.77 | 3.39 | 225.82
2019-04-04 10:39 | RIBD\ED9\ED9_CZ14_6960_ELEC.RIBD19 | v30 14 S69 G15 M02 | 14 | 8 | 6960 | Proposed and Standard | FAIL | -24.28 | -7.9 | -36.7 | 69.2 | 3987.04 | 4915.26 | 785.772 | 13352.2 | 0 | 0 | 0 | 0 | 2033.7 | 12015.7 | 12062 | 433.914 | 49585.5 | 23040.2 | 0 | 0 | 0 | 0 | 0 | 0 | 13.95 | 39.7 | 3.02 | 50.07 | 0 | 0 | 0 | 0 | 8.53 | 47.63 | 47.74 | 1.72 | 212.36 | 106.74 | 0 | 6.0008 | 0.089726 | 1.0002 | 0 | 0 | 0 | 0 | 0.53989 | 1.4368 | 1.8235 | 0.073953 | 10.9649 | 7.0907 | 5417.25 | 4531.76 | 785.772 | 5433.68 | -26319.6 | 2033.7 | 11984.8 | 12062 | 433.914 | 16363.2 | 16168.5 | 0 | 0 | 0 | 0 | 0 | 18.89 | 40.51 | 3.02 | 20.04 | -88.19 | 8.53 | 47.52 | 47.74 | 1.72 | 99.78 | 82.46 | 0 | 5.9851 | 0.089726 | 0.39576 | 0 | 0.53989 | 1.4337 | 1.8235 | 0.073953 | 10.3416 | 6.4706 | BEMCmpMgr 2019.0.11 Alpha (1276) | CSE19 0.860.0 EXE | MPCBECC | Propane | -0.62321 | -0.62009 | -112.8 | -29.4 | 3987.04 | 4915.26 | 785.772 | 13352.2 | 0 | 0 | 0 | 0 | 2033.7 | 12015.7 | 12062 | 433.914 | 49585.5 | 0 | 0 | 0 | 0 | 0 | 13.95 | 39.7 | 3.02 | 50.07 | 0 | 0 | 0 | 0 | 8.53 | 47.63 | 47.74 | 1.72 | 212.36 | 0 | 6.0008 | 0.089726 | 1.0002 | 0 | 0 | 0 | 0 | 0.53989 | 1.4368 | 1.8235 | 0.073953 | 10.9649 | 10406.1 | 12159.5 | 785.772 | 14146 | 5894.96 | 15077.5 | 10697.7 | 540.499 | 69708 | 0 | 0 | 0 | 0 | 36.4 | 84.72 | 3.02 | 52.81 | 25.19 | 59.6 | 42.89 | 2.17 | 306.8 | 36.4 | 84.72 | 3.02 | 52.81 | 25.19 | 59.6 | 42.89 | 2.17 | 306.8 | 0 | 9.6374 | 0.089726 | 0.86027 | 1.7213 | 2.2058 | 1.7518 | 0.11433 | 16.3807 | 69.2 | 0 | 69.2 | 61.3 | 28.8 | 32.5 | 106.74 | 0 | 82.46 | 0 | 106.74 | 0 | 176.95 | 0 | [5 empty] | 26327.4 | 14.6494 | 0 | 0 | 9.32 | 1.74 | 0.92 | 5.5 |  |  | 814.512 | 1269.85 | 145.713 | 2203.67 | 0 | 0 | 0 | 0 | 444.325 | 1986.13 | 2355.87 | 95.4742 | 9315.54 | 0 | 0 | 0 | 0 | 0 | 1071.22 | 1174.97 | 145.713 | 892.557 | -2661.74 | 444.325 | 1980.77 | 2355.87 | 95.4742 | 5499.16 | 0 | 0 | 0 | 0 | 2132.71 | 2674.71 | 145.713 | 2358.55 | 1286.71 | 2922.79 | 2122.71 | 142.832 | 13786.7 | 0 | 0 | 0 | 0 | [17 empty] | -26355.6 | -87.67 | 0 | 36.38 | 84.73 | 3.02 | 0 | 53.11 | 25.19 | 59.6 | 42.89 | 2.17 | 307.09
2019-04-04 10:40 | RIBD\ED9\ED9_CZ14_6960_NGAS.RIBD19 | v30 14 S69 G15 M01 | 14 | 8 | 6960 | Proposed and Standard | FAIL | 3.4 | 1.2 | -28.7 | 54.3 | 179.231 | 4889.38 | 785.772 | 0 | 0 | 0 | 0 | 0 | 2033.7 | 5389.81 | 12062 | 433.914 | 25773.8 | 5854.38 | 264.802 | 556.161 | 0 | 271.564 | 1092.53 | 820.962 | 9.12 | 39.82 | 3.02 | 16.11 | 0 | 0 | 0 | 0 | 8.53 | 28.89 | 47.74 | 1.72 | 154.95 | 68.07 | 0 | 6.0493 | 0.089726 | 0 | 0 | 0 | 0 | 0 | 0.53989 | 0.67261 | 1.8235 | 0.073953 | 9.249 | 6.1391 | 179.231 | 4889.38 | 785.772 | 549.173 | -26322.9 | 2033.7 | 5389.81 | 12062 | 433.914 | -0.0021754 | 6403.55 | 264.802 | 602.089 | 271.564 | 1138.45 | 866.891 | 9.12 | 39.82 | 3.02 | 19.51 | -85.33 | 8.53 | 28.89 | 47.74 | 1.72 | 73.02 | 71.47 | 0 | 6.0493 | 0.089726 | 0.065314 | 0 | 0.53989 | 0.67261 | 1.8235 | 0.073953 | 9.3143 | 6.2044 | BEMCmpMgr 2019.0.11 Alpha (1276) | CSE19 0.860.0 EXE | MPCBECC | Natural Gas | 0.065314 | 0.065314 | -112.2 | 4.8 | 179.231 | 4889.38 | 785.772 | 0 | 0 | 0 | 0 | 0 | 2033.7 | 5389.81 | 12062 | 433.914 | 25773.8 | 264.802 | 556.161 | 0 | 271.564 | 1092.53 | 9.12 | 39.82 | 3.02 | 16.11 | 0 | 0 | 0 | 0 | 8.53 | 28.89 | 47.74 | 1.72 | 154.95 | 0 | 6.0493 | 0.089726 | 0 | 0 | 0 | 0 | 0 | 0.53989 | 0.67261 | 1.8235 | 0.073953 | 9.249 | 1031.55 | 11891 | 785.772 | 0 | 5894.96 | 6547.68 | 10697.7 | 540.499 | 37389.2 | 859.513 | 1002.44 | 291.124 | 2153.08 | 35.9276 | 83.41 | 3.02 | 52.8 | 25.19 | 39.9614 | 42.89 | 2.17 | 285.369 | 31.08 | 83.41 | 3.02 | 29.04 | 25.19 | 33.7 | 42.89 | 2.17 | 250.5 | 0 | 9.5321 | 0.089726 | 0 | 1.7213 | 0.80892 | 1.7518 | 0.11433 | 14.0183 | 54.3 | 0 | 54.3 | 55.5 | 29.9 | 25.6 | 43.47 | 24.6 | 45.6 | 25.87 | 43.47 | 24.6 | 90.04 | 85.1176 | [5 empty] | 26330.7 | 14.6513 | 0 | 0 | 11.11 | 1.23 | 1.43 | 8.79 |  |  | 34.8392 | 1263.79 | 145.713 | 0 | 0 | 0 | 0 | 0 | 444.325 | 970.414 | 2355.87 | 95.4742 | 5310.42 | 1405.31 | 2951.56 | 0 | 1441.2 | 5798.07 | 34.8392 | 1263.79 | 145.713 | 97.7158 | -2662.07 | 444.325 | 970.414 | 2355.87 | 95.4742 | 2746.07 | 1405.31 | 3195.3 | 1441.2 | 6041.81 | 209.514 | 2623.2 | 145.713 | 0 | 1286.71 | 1230.25 | 2122.71 | 142.832 | 7760.92 | 4561.46 | 5319.98 | 1545 | 11426.5 | [17 empty] | -26359.1 | -85.32 | 0 | 31.08 | 83.41 | 3.02 | 0 | 29.07 | 25.19 | 33.7 | 42.89 | 2.17 | 250.53
2019-04-04 10:39 | RIBD\ED9\ED9_CZ15_2100_ELEC.RIBD19 | v30 15 S21 G20 M02 | 15 | 1 | 2100 | Proposed and Standard | FAIL | -8.72 | -2.8 | -30.4 | 57.5 | 82.1904 | 4203.71 | 198.157 | 1853.06 | 0 | 0 | 0 | 0 | 505.557 | 2082.04 | 2025.88 | 119.621 | 11070.2 | 6337.12 | 0 | 0 | 0 | 0 | 0 | 0 | 0.96 | 88.47 | 2.54 | 23.46 | 0 | 0 | 0 | 0 | 7.12 | 28.37 | 26.69 | 1.59 | 179.2 | 115.43 | 0 | 3.2453 | 0.022627 | 0.15044 | 0 | 0 | 0 | 0 | 0.13421 | 0.29683 | 0.30364 | 0.020387 | 4.1734 | 3.4184 | 93.8153 | 4479.29 | 198.157 | 686.386 | -8229.59 | 505.557 | 2077.62 | 2025.88 | 119.621 | 1956.74 | 5457.65 | 0 | 0 | 0 | 0 | 0 | 1.1 | 94.59 | 2.54 | 8.48 | -86.08 | 7.12 | 28.32 | 26.69 | 1.59 | 84.35 | 106.71 | 0 | 3.4788 | 0.022627 | 0.080107 | 0 | 0.13421 | 0.29633 | 0.30364 | 0.020387 | 4.3361 | 3.5816 | BEMCmpMgr 2019.0.11 Alpha (1276) | CSE19 0.860.0 EXE | MPCBECC | Propane | 0.1627 | 0.1632 | -112.4 | -8.2 | 82.1904 | 4203.71 | 198.157 | 1853.06 | 0 | 0 | 0 | 0 | 505.557 | 2082.04 | 2025.88 | 119.621 | 11070.2 | 0 | 0 | 0 | 0 | 0 | 0.96 | 88.47 | 2.54 | 23.46 | 0 | 0 | 0 | 0 | 7.12 | 28.37 | 26.69 | 1.59 | 179.2 | 0 | 3.2453 | 0.022627 | 0.15044 | 0 | 0 | 0 | 0 | 0.13421 | 0.29683 | 0.30364 | 0.020387 | 4.1734 | 406.133 | 9873.6 | 198.157 | 1935.69 | 2135 | 2349 | 2531 | 297.5 | 19726.1 | 0 | 0 | 0 | 0 | 4.73 | 181 | 2.54 | 23.79 | 30.71 | 31.03 | 33.87 | 4 | 311.67 | 4.73 | 181 | 2.54 | 23.79 | 30.71 | 31.03 | 33.87 | 4 | 311.67 | 0 | 4.8928 | 0.022627 | 0.027879 | 0.62343 | 0.35042 | 0.41447 | 0.06293 | 6.3945 | 57.5 | 0 | 57.5 | 54.7 | 27.6 | 27.1 | 115.43 | 0 | 106.71 | 0 | 115.43 | 0 | 212.06 | 0 | [5 empty] | 8232 | 4.9194 | 0 | 0 | 2.27 | 0.39 | 0.43 | 1.31 |  |  | 17.2552 | 1016.18 | 36.746 | 313.123 | 0 | 0 | 0 | 0 | 110.455 | 358.645 | 395.209 | 26.3203 | 2273.94 | 0 | 0 | 0 | 0 | 0 | 19.64 | 1081.58 | 36.746 | 113.843 | -828.605 | 110.455 | 357.892 | 395.209 | 26.3203 | 1313.08 | 0 | 0 | 0 | 0 | 83.2904 | 2011.84 | 36.746 | 335.466 | 466.012 | 457.129 | 502.216 | 78.6174 | 3971.32 | 0 | 0 | 0 | 0 | [17 empty] | -8223.7 | -85.81 | 0 | 4.72 | 181 | 2.54 | 0 | 24.8 | 30.71 | 31.03 | 33.87 | 4 | 312.67
2019-04-04 10:39 | RIBD\ED9\ED9_CZ15_2100_NGAS.RIBD19 | v30 15 S21 G20 M01 | 15 | 1 | 2100 | Proposed and Standard | FAIL | 2.65 | 0.8 | -26.8 | 49.8 | 3.6226 | 4219.53 | 198.157 | 0 | 0 | 0 | 0 | 0 | 505.557 | 1032.76 | 2025.88 | 119.621 | 8105.13 | 4421.31 | 5.3468 | 78.882 | 0 | 42.7925 | 127.021 | 84.2288 | 0.61 | 89.03 | 2.54 | 7.62 | 0 | 0 | 0 | 0 | 7.12 | 17.8 | 26.69 | 1.59 | 153 | 99.8 | 0 | 3.2736 | 0.022627 | 0 | 0 | 0 | 0 | 0 | 0.13421 | 0.14938 | 0.30364 | 0.020387 | 3.9038 | 3.2962 | 4.0363 | 4260.16 | 198.157 | 85.2228 | -8231.26 | 505.557 | 1032.62 | 2025.88 | 119.621 | -0.00032508 | 4547.57 | 5.9574 | 85.7818 | 42.7925 | 134.532 | 91.7392 | 0.69 | 89.84 | 2.54 | 9.38 | -84.94 | 7.12 | 17.8 | 26.69 | 1.59 | 70.71 | 102.45 | 0 | 3.2999 | 0.022627 | 0.014324 | 0 | 0.13421 | 0.14938 | 0.30364 | 0.020387 | 3.9445 | 3.3369 | BEMCmpMgr 2019.0.11 Alpha (1276) | CSE19 0.860.0 EXE | MPCBECC | Natural Gas | 0.040703 | 0.040702 | -116.4 | 2.6 | 3.6226 | 4219.53 | 198.157 | 0 | 0 | 0 | 0 | 0 | 505.557 | 1032.76 | 2025.88 | 119.621 | 8105.13 | 5.3468 | 78.882 | 0 | 42.7925 | 127.021 | 0.61 | 89.03 | 2.54 | 7.62 | 0 | 0 | 0 | 0 | 7.12 | 17.8 | 26.69 | 1.59 | 153 | 0 | 3.2736 | 0.022627 | 0 | 0 | 0 | 0 | 0 | 0.13421 | 0.14938 | 0.30364 | 0.020387 | 3.9038 | 45.0885 | 9975.6 | 198.157 | 0 | 2135 | 930.001 | 2637.81 | 297.5 | 16219.2 | 37.5307 | 134.099 | 65.4 | 237.03 | 4.5907 | 182.66 | 2.54 | 24.9231 | 30.71 | 22.6952 | 35.3 | 4 | 307.419 | 4.55 | 182.66 | 2.54 | 12.96 | 30.71 | 18.22 | 35.3 | 4 | 290.94 | 0 | 4.9344 | 0.022627 | 0 | 0.62343 | 0.11804 | 0.43196 | 0.06293 | 6.1934 | 49.8 | 0 | 49.8 | 50.6 | 27.6 | 23 | 91.61 | 8.19 | 93.56 | 8.89 | 91.61 | 8.19 | 185.72 | 28.9938 | [5 empty] | 8233.67 | 4.9204 | 0 | 0 | 2.45 | 0.33 | 0.49 | 1.69 |  |  | 0.75487 | 1019.41 | 36.746 | 0 | 0 | 0 | 0 | 0 | 110.455 | 188.764 | 395.209 | 26.3203 | 1777.66 | 28.3758 | 418.629 | 0 | 227.101 | 674.106 | 0.8374 | 1028.47 | 36.746 | 15.3582 | -828.773 | 110.455 | 188.738 | 395.209 | 26.3203 | 973.365 | 31.6161 | 455.247 | 227.101 | 713.964 | 9.1523 | 2032.64 | 36.746 | 0 | 466.012 | 175.562 | 523.41 | 78.6174 | 3322.14 | 199.177 | 711.668 | 347.08 | 1257.92 | [17 empty] | -8224.91 | -84.83 | 0 | 4.55 | 182.66 | 2.54 | 0 | 12.87 | 30.71 | 18.22 | 35.3 | 4 | 290.85
2019-04-04 10:39 | RIBD\ED9\ED9_CZ15_2700_ELEC.RIBD19 | v30 15 S27 G20 M02 | 15 | 1 | 2700 | Proposed and Standard | FAIL | -6.8 | -2.2 | -28.1 | 53.6 | 190.962 | 5016.07 | 246.511 | 2058.09 | 0 | 0 | 0 | 0 | 615.745 | 2354.71 | 2371.31 | 151.515 | 13004.9 | 7511.63 | 0 | 0 | 0 | 0 | 0 | 0 | 1.73 | 82.55 | 2.45 | 20.17 | 0 | 0 | 0 | 0 | 6.75 | 24.73 | 24.29 | 1.56 | 164.23 | 106.9 | 0 | 3.9292 | 0.028149 | 0.22577 | 0 | 0 | 0 | 0 | 0.16346 | 0.4868 | 0.35412 | 0.025823 | 5.2133 | 4.1831 | 219.948 | 5375.36 | 246.511 | 748.57 | -9769.34 | 615.745 | 2347.71 | 2371.31 | 151.515 | 2307.33 | 6590.39 | 0 | 0 | 0 | 0 | 0 | 1.99 | 88.63 | 2.45 | 7.03 | -79.35 | 6.75 | 24.66 | 24.29 | 1.56 | 78.01 | 100.1 | 0 | 4.225 | 0.028149 | 0.054785 | 0 | 0.16346 | 0.4864 | 0.35412 | 0.025823 | 5.3377 | 4.3079 | BEMCmpMgr 2019.0.11 Alpha (1276) | CSE19 0.860.0 EXE | MPCBECC | Propane | 0.12441 | 0.12481 | -110.5 | -6.8 | 190.962 | 5016.07 | 246.511 | 2058.09 | 0 | 0 | 0 | 0 | 615.745 | 2354.71 | 2371.31 | 151.515 | 13004.9 | 0 | 0 | 0 | 0 | 0 | 1.73 | 82.55 | 2.45 | 20.17 | 0 | 0 | 0 | 0 | 6.75 | 24.73 | 24.29 | 1.56 | 164.23 | 0 | 3.9292 | 0.028149 | 0.22577 | 0 | 0 | 0 | 0 | 0.16346 | 0.4868 | 0.35412 | 0.025823 | 5.2133 | 729.83 | 12832.7 | 246.511 | 2141.92 | 2615 | 2596 | 3146.01 | 327.5 | 24635.5 | 0 | 0 | 0 | 0 | 6.6 | 184.09 | 2.45 | 20.95 | 29.26 | 26.7 | 32.74 | 3.43 | 306.22 | 6.6 | 184.09 | 2.45 | 20.95 | 29.26 | 26.7 | 32.74 | 3.43 | 306.22 | 0 | 6.4157 | 0.028149 | 0.2477 | 0.76359 | 0.38997 | 0.51519 | 0.069276 | 8.4296 | 53.6 | 0 | 53.6 | 51.4 | 25.9 | 25.5 | 106.9 | 0 | 100.1 | 0 | 106.9 | 0 | 214.09 | 0 | [5 empty] | 9772.2 | 5.8398 | 0 | 0 | 2.71 | 0.46 | 0.53 | 1.58 |  |  | 39.6314 | 1214.16 | 45.7128 | 362.578 | 0 | 0 | 0 | 0 | 134.529 | 414.005 | 462.36 | 33.3379 | 2706.32 | 0 | 0 | 0 | 0 | 0 | 45.6335 | 1299.47 | 45.7128 | 128.777 | -983.637 | 134.529 | 412.819 | 462.36 | 33.3379 | 1579 | 0 | 0 | 0 | 0 | 150.999 | 2608.06 | 45.7128 | 377.507 | 570.783 | 505.907 | 624.249 | 86.5452 | 4969.76 | 0 | 0 | 0 | 0 | [17 empty] | -9769.29 | -79.28 | 0 | 6.6 | 184.09 | 2.45 | 0 | 20.28 | 29.26 | 26.7 | 32.74 | 3.43 | 305.55
2019-04-04 10:40 | RIBD\ED9\ED9_CZ15_2700_NGAS.RIBD19 | v30 15 S27 G20 M01 | 15 | 1 | 2700 | Proposed and Standard | FAIL | 2.75 | 1 | -25.1 | 47 | 11.0103 | 5033.03 | 246.511 | 0 | 0 | 0 | 0 | 0 | 615.745 | 1168.93 | 2371.31 | 151.515 | 9598.05 | 5290.55 | 16.2509 | 88.025 | 0 | 48.2342 | 152.51 | 104.276 | 1.46 | 83 | 2.45 | 6.6 | 0 | 0 | 0 | 0 | 6.75 | 15.58 | 24.29 | 1.56 | 141.69 | 93.51 | 0 | 3.9588 | 0.028149 | 0 | 0 | 0 | 0 | 0 | 0.16346 | 0.18821 | 0.35412 | 0.025823 | 4.7186 | 3.987 | 12.176 | 5117.34 | 246.511 | 87.7478 | -9771.1 | 615.745 | 1168.75 | 2371.31 | 151.515 | -0.00041702 | 5463.78 | 17.9713 | 93.8169 | 48.2342 | 160.022 | 111.788 | 1.61 | 84.29 | 2.45 | 7.91 | -78.37 | 6.75 | 15.58 | 24.29 | 1.56 | 66.07 | 96.26 | 0 | 4.0138 | 0.028149 | 0.012978 | 0 | 0.16346 | 0.18821 | 0.35412 | 0.025823 | 4.7866 | 4.055 | BEMCmpMgr 2019.0.11 Alpha (1276) | CSE19 0.860.0 EXE | MPCBECC | Natural Gas | 0.067981 | 0.067979 | -114.5 | 2.9 | 11.0103 | 5033.03 | 246.511 | 0 | 0 | 0 | 0 | 0 | 615.745 | 1168.93 | 2371.31 | 151.515 | 9598.05 | 16.2509 | 88.025 | 0 | 48.2342 | 152.51 | 1.46 | 83 | 2.45 | 6.6 | 0 | 0 | 0 | 0 | 6.75 | 15.58 | 24.29 | 1.56 | 141.69 | 0 | 3.9588 | 0.028149 | 0 | 0 | 0 | 0 | 0 | 0.16346 | 0.18821 | 0.35412 | 0.025823 | 4.7186 | 84.8826 | 12941.3 | 246.511 | 0 | 2615 | 989.001 | 3267.2 | 327.5 | 20471.4 | 70.6544 | 142.961 | 73.4 | 287.015 | 6.7195 | 185.47 | 2.45 | 20.6154 | 29.26 | 19.2631 | 34.01 | 3.43 | 301.218 | 6.66 | 185.47 | 2.45 | 10.72 | 29.26 | 15.36 | 34.01 | 3.43 | 287.36 | 0 | 6.4611 | 0.028149 | 0 | 0.76359 | 0.12681 | 0.53503 | 0.069276 | 7.9839 | 47 | 0 | 47 | 48 | 26.1 | 21.9 | 85.55 | 7.96 | 87.75 | 8.51 | 85.55 | 7.96 | 188.69 | 26.5649 | [5 empty] | 9773.96 | 5.8409 | 0 | 0 | 2.92 | 0.39 | 0.59 | 2.01 |  |  | 2.2219 | 1217.71 | 45.7128 | 0 | 0 | 0 | 0 | 0 | 134.529 | 215.393 | 462.36 | 33.3379 | 2111.27 | 86.2443 | 467.151 | 0 | 255.98 | 809.376 | 2.4517 | 1236.56 | 45.7128 | 15.8608 | -983.813 | 134.529 | 215.357 | 462.36 | 33.3379 | 1162.36 | 95.3745 | 497.889 | 255.98 | 849.244 | 17.4184 | 2630.18 | 45.7128 | 0 | 570.783 | 187.036 | 648.296 | 86.5452 | 4185.97 | 374.965 | 758.696 | 389.536 | 1523.2 | [17 empty] | -9770.64 | -78.35 | 0 | 6.66 | 185.47 | 2.45 | 0 | 10.65 | 29.26 | 15.36 | 34.01 | 3.43 | 287.29
2019-04-04 10:40 | RIBD\ED9\ED9_CZ15_6960_ELEC.RIBD19 | v30 15 S69 G15 M02 | 15 | 8 | 6960 | Proposed and Standard | FAIL | -19.24 | -5.4 | -37.9 | 65.9 | 158.516 | 14662.6 | 785.772 | 9902.13 | 0 | 0 | 0 | 0 | 2033.7 | 12251.1 | 12062 | 433.914 | 52289.7 | 25509.1 | 0 | 0 | 0 | 0 | 0 | 0 | 0.56 | 88.9 | 3.03 | 36.79 | 0 | 0 | 0 | 0 | 8.64 | 48.25 | 48 | 1.74 | 235.91 | 129.28 | 0 | 10.167 | 0.089726 | 0.75933 | 0 | 0 | 0 | 0 | 0.53989 | 1.4394 | 1.8235 | 0.073953 | 14.8929 | 11.0161 | 246.716 | 14754.2 | 785.772 | 3783.47 | -36349.6 | 2033.7 | 12201.5 | 12062 | 433.914 | 9951.61 | 19570.1 | 0 | 0 | 0 | 0 | 0 | 0.87 | 91.97 | 3.03 | 14.17 | -116.23 | 8.64 | 48.08 | 48 | 1.74 | 100.27 | 110.04 | 0 | 10.919 | 0.089726 | 0.38812 | 0 | 0.53989 | 1.4385 | 1.8235 | 0.073953 | 15.2726 | 11.3969 | BEMCmpMgr 2019.0.11 Alpha (1276) | CSE19 0.860.0 EXE | MPCBECC | Propane | 0.37975 | 0.38075 | -135.3 | -17.5 | 158.516 | 14662.6 | 785.772 | 9902.13 | 0 | 0 | 0 | 0 | 2033.7 | 12251.1 | 12062 | 433.914 | 52289.7 | 0 | 0 | 0 | 0 | 0 | 0.56 | 88.9 | 3.03 | 36.79 | 0 | 0 | 0 | 0 | 8.64 | 48.25 | 48 | 1.74 | 235.91 | 0 | 10.167 | 0.089726 | 0.75933 | 0 | 0 | 0 | 0 | 0.53989 | 1.4394 | 1.8235 | 0.073953 | 14.8929 | 858.256 | 33366.4 | 785.772 | 10637.9 | 5894.96 | 15077.5 | 10697.7 | 540.499 | 77859 | 0 | 0 | 0 | 0 | 3.01 | 181.35 | 3.03 | 39.57 | 25.58 | 59.94 | 43.19 | 2.19 | 357.86 | 3.01 | 181.35 | 3.03 | 39.57 | 25.58 | 59.94 | 43.19 | 2.19 | 357.86 | 0 | 15.9871 | 0.089726 | 0.74022 | 1.7213 | 2.2058 | 1.7518 | 0.11433 | 22.6104 | 65.9 | 0 | 65.9 | 60.5 | 32.5 | 28 | 129.28 | 0 | 110.04 | 0 | 129.28 | 0 | 226.96 | 0 | [5 empty] | 36360.3 | 21.7287 | 0 | 0 | 10.23 | 2.05 | 1.61 | 5.64 |  |  | 33.4227 | 3506.86 | 145.713 | 1623.46 | 0 | 0 | 0 | 0 | 444.325 | 2027.01 | 2355.87 | 95.4742 | 10232.1 | 0 | 0 | 0 | 0 | 0 | 50.4054 | 3551.16 | 145.713 | 643.302 | -3659.9 | 444.325 | 2018.27 | 2355.87 | 95.4742 | 5644.63 | 0 | 0 | 0 | 0 | 175.588 | 6742.4 | 145.713 | 1778.76 | 1286.71 | 2922.79 | 2122.71 | 142.832 | 15317.5 | 0 | 0 | 0 | 0 | [17 empty] | -36389.2 | -115.71 | 0 | 3.01 | 181.37 | 3.03 | 0 | 40.6 | 25.58 | 59.94 | 43.19 | 2.19 | 358.91
2019-04-04 10:39 | RIBD\ED9\ED9_CZ15_6960_NGAS.RIBD19 | v30 15 S69 G15 M01 | 15 | 8 | 6960 | Proposed and Standard | FAIL | 5.43 | 1.6 | -32.2 | 57 | 0.13032 | 14632.1 | 785.772 | 0 | 0 | 0 | 0 | 0 | 2033.7 | 5636.93 | 12062 | 433.914 | 35584.5 | 15418 | 0.19235 | 405.794 | 0 | 271.564 | 677.55 | 405.986 | 0.01 | 89.19 | 3.03 | 11.83 | 0 | 0 | 0 | 0 | 8.64 | 29.81 | 48 | 1.74 | 192.25 | 104.06 | 0 | 10.2705 | 0.089726 | 0 | 0 | 0 | 0 | 0 | 0.53989 | 0.67517 | 1.8235 | 0.073953 | 13.4727 | 10.3603 | 0.20769 | 14855 | 785.772 | 549.158 | -36352 | 2033.7 | 5632.34 | 12062 | 433.914 | -0.0011558 | 16190.1 | 0.30655 | 474.15 | 271.564 | 746.02 | 474.457 | 0.01 | 90.58 | 3.03 | 15.87 | -113.9 | 8.64 | 29.79 | 48 | 1.74 | 83.76 | 109.49 | 0 | 10.4324 | 0.089726 | 0.065314 | 0 | 0.53989 | 0.67514 | 1.8235 | 0.073953 | 13.6999 | 10.5875 | BEMCmpMgr 2019.0.11 Alpha (1276) | CSE19 0.860.0 EXE | MPCBECC | Natural Gas | 0.22719 | 0.22722 | -129.5 | 5 | 0.13032 | 14632.1 | 785.772 | 0 | 0 | 0 | 0 | 0 | 2033.7 | 5636.93 | 12062 | 433.914 | 35584.5 | 0.19235 | 405.794 | 0 | 271.564 | 677.55 | 0.01 | 89.19 | 3.03 | 11.83 | 0 | 0 | 0 | 0 | 8.64 | 29.81 | 48 | 1.74 | 192.25 | 0 | 10.2705 | 0.089726 | 0 | 0 | 0 | 0 | 0 | 0.53989 | 0.67517 | 1.8235 | 0.073953 | 13.4727 | 95.0057 | 32917.8 | 785.772 | 0 | 5894.96 | 6547.68 | 10697.7 | 540.499 | 57479.5 | 79.0806 | 846.058 | 291.124 | 1216.26 | 2.9967 | 179.41 | 3.03 | 40.4098 | 25.58 | 40.3214 | 43.19 | 2.19 | 337.128 | 2.89 | 179.41 | 3.03 | 24.65 | 25.58 | 33.8 | 43.19 | 2.19 | 314.74 | 0 | 15.8802 | 0.089726 | 0 | 1.7213 | 0.80892 | 1.7518 | 0.11433 | 20.3664 | 57 | 0 | 57 | 58.6 | 33.8 | 24.8 | 92.22 | 11.84 | 95.75 | 13.74 | 92.22 | 11.84 | 182.77 | 43.0765 | [5 empty] | 36362.7 | 21.7301 | 0 | 0 | 11.15 | 1.63 | 2.03 | 8 |  |  | 0 | 3501.05 | 145.713 | 0 | 0 | 0 | 0 | 0 | 444.325 | 1013.76 | 2355.87 | 95.4742 | 7556.19 | 1.0208 | 2153.56 | 0 | 1441.2 | 3595.78 | 0.04691 | 3550.91 | 145.713 | 97.7154 | -3660.14 | 444.325 | 1012.9 | 2355.87 | 95.4742 | 4042.81 | 1.6269 | 2516.33 | 1441.2 | 3959.15 | 19.1544 | 6660.35 | 145.713 | 0 | 1286.71 | 1230.25 | 2122.71 | 142.832 | 11607.7 | 419.683 | 4490.06 | 1545 | 6454.74 | [17 empty] | -36392.2 | -113.89 | 0 | 2.89 | 179.41 | 3.03 | 0 | 24.68 | 25.58 | 33.8 | 43.19 | 2.19 | 314.77
2019-04-04 10:39 | RIBD\ED9\ED9_CZ16_2100_ELEC.RIBD19 | v30 16 S21 G20 M02 | 16 | 1 | 2100 | Proposed and Standard | FAIL | -14.05 | -5.8 | -24.2 | 72.9 | 4600.75 | 74.0125 | 198.399 | 3133.87 | 0 | 0 | 0 | 0 | 505.557 | 1952.52 | 2025.88 | 119.621 | 12610.6 | 8007.03 | 0 | 0 | 0 | 0 | 0 | 0 | 65.66 | 1.98 | 2.63 | 42.84 | 0 | 0 | 0 | 0 | 7.82 | 26.25 | 28.02 | 1.73 | 176.93 | 113.11 | 0 | 0.22369 | 0.022655 | 0.29669 | 0 | 0 | 0 | 0 | 0.13421 | 0.28683 | 0.30364 | 0.020387 | 1.2881 | 0.54304 | 5128.37 | 76.4082 | 198.399 | 1538.96 | -4174.91 | 505.557 | 1949.43 | 2025.88 | 119.621 | 7367.72 | 6942.13 | 0 | 0 | 0 | 0 | 0 | 72.91 | 2.03 | 2.63 | 21.49 | -44.66 | 7.82 | 26.21 | 28.02 | 1.73 | 118.18 | 99.06 | 0 | 0.22763 | 0.022655 | 0.069901 | 0 | 0.13421 | 0.28613 | 0.30364 | 0.020387 | 1.0646 | 0.32018 | BEMCmpMgr 2019.0.11 Alpha (1276) | CSE19 0.860.0 EXE | MPCBECC | Propane | -0.22356 | -0.22285 | -49.7 | -14.2 | 4600.75 | 74.0125 | 198.399 | 3133.87 | 0 | 0 | 0 | 0 | 505.557 | 1952.52 | 2025.88 | 119.621 | 12610.6 | 0 | 0 | 0 | 0 | 0 | 65.66 | 1.98 | 2.63 | 42.84 | 0 | 0 | 0 | 0 | 7.82 | 26.25 | 28.02 | 1.73 | 176.93 | 0 | 0.22369 | 0.022655 | 0.29669 | 0 | 0 | 0 | 0 | 0.13421 | 0.28683 | 0.30364 | 0.020387 | 1.2881 | 6037.25 | 239.715 | 198.399 | 3273.42 | 2135 | 2349 | 2531 | 297.5 | 17061.3 | 0 | 0 | 0 | 0 | 84.58 | 5.51 | 2.63 | 44.78 | 33.06 | 32.28 | 35.29 | 4.72 | 242.85 | 84.58 | 5.51 | 2.63 | 44.78 | 33.06 | 32.28 | 35.29 | 4.72 | 242.85 | 0 | 0.53607 | 0.022655 | 0.29978 | 0.62343 | 0.35042 | 0.41447 | 0.06293 | 2.3098 | 72.9 | 0 | 72.9 | 67.1 | 18.4 | 48.7 | 113.11 | 0 | 99.06 | 0 | 113.11 | 0 | 137.5 | 0 | [5 empty] | 4176.13 | 2.4577 | 0 | 0 | 2.38 | 0.24 | 0.19 | 1.79 |  |  | 920.998 | 19.9169 | 36.791 | 538.891 | 0 | 0 | 0 | 0 | 110.455 | 334.93 | 395.209 | 26.3203 | 2383.51 | 0 | 0 | 0 | 0 | 0 | 1030.88 | 20.4158 | 36.791 | 264.304 | -430.831 | 110.455 | 334.382 | 395.209 | 26.3203 | 1787.92 | 0 | 0 | 0 | 0 | 1185.34 | 59.6677 | 36.791 | 565.178 | 466.012 | 457.129 | 502.216 | 78.6174 | 3350.95 | 0 | 0 | 0 | 0 | [17 empty] | -4176.88 | -44.55 | 0 | 84.58 | 5.51 | 2.63 | 0 | 44.45 | 33.06 | 32.28 | 35.29 | 4.72 | 242.52
2019-04-04 10:39 | RIBD\ED9\ED9_CZ16_2100_NGAS.RIBD19 | v30 16 S21 G20 M01 | 16 | 1 | 2100 | Proposed and Standard | FAIL | 1.91 | 0.9 | -17.8 | 49.2 | 262.027 | 75.7304 | 198.399 | 0 | 0 | 0 | 0 | 0 | 505.557 | 898.95 | 2025.88 | 119.621 | 4086.17 | 536.156 | 387.702 | 133.734 | 0 | 42.7925 | 564.228 | 521.436 | 43.66 | 2.03 | 2.63 | 12.78 | 0 | 0 | 0 | 0 | 7.82 | 16.24 | 28.02 | 1.73 | 114.91 | 61.1 | 0 | 0.22871 | 0.022655 | 0 | 0 | 0 | 0 | 0 | 0.13421 | 0.13939 | 0.30364 | 0.020387 | 0.849 | 0.25136 | 267.413 | 76.332 | 198.399 | 85.2323 | -4177.28 | 505.557 | 898.848 | 2025.88 | 119.621 | 0.0011855 | 627.376 | 395.671 | 132.452 | 42.7925 | 570.916 | 528.124 | 44.54 | 2.04 | 2.63 | 13.8 | -43.52 | 7.82 | 16.24 | 28.02 | 1.73 | 73.3 | 63.01 | 0 | 0.23064 | 0.022655 | 0.014324 | 0 | 0.13421 | 0.13939 | 0.30364 | 0.020387 | 0.86526 | 0.26762 | BEMCmpMgr 2019.0.11 Alpha (1276) | CSE19 0.860.0 EXE | MPCBECC | Natural Gas | 0.016264 | 0.016259 | -56.8 | 3 | 262.027 | 75.7304 | 198.399 | 0 | 0 | 0 | 0 | 0 | 505.557 | 898.95 | 2025.88 | 119.621 | 4086.17 | 387.702 | 133.734 | 0 | 42.7925 | 564.228 | 43.66 | 2.03 | 2.63 | 12.78 | 0 | 0 | 0 | 0 | 7.82 | 16.24 | 28.02 | 1.73 | 114.91 | 0 | 0.22871 | 0.022655 | 0 | 0 | 0 | 0 | 0 | 0.13421 | 0.13939 | 0.30364 | 0.020387 | 0.849 | 592.716 | 255.409 | 198.399 | 0 | 2135 | 930.001 | 2637.81 | 297.5 | 7046.84 | 494.614 | 187.52 | 65.4 | 747.533 | 81.0271 | 5.86 | 2.63 | 45.9487 | 33.06 | 23.3421 | 36.78 | 4.72 | 233.368 | 59.2 | 5.86 | 2.63 | 17.92 | 33.06 | 18.68 | 36.78 | 4.72 | 178.85 | 0 | 0.56954 | 0.022655 | 0 | 0.62343 | 0.11804 | 0.43196 | 0.06293 | 1.8286 | 49.2 | 0 | 49.2 | 50.1 | 18.7 | 31.4 | 8.44 | 52.66 | 9.68 | 53.33 | 8.44 | 52.66 | 16.76 | 118.706 | [5 empty] | 4178.51 | 2.4592 | 0 | 0 | 3.8 | 0.18 | 0.25 | 3.42 |  |  | 49.7831 | 20.3766 | 36.791 | 0 | 0 | 0 | 0 | 0 | 110.455 | 164.163 | 395.209 | 26.3203 | 803.098 | 2057.55 | 709.73 | 0 | 227.101 | 2994.38 | 50.7901 | 20.5363 | 36.791 | 15.3592 | -431.076 | 110.455 | 164.144 | 395.209 | 26.3203 | 388.529 | 2099.84 | 702.928 | 227.101 | 3029.87 | 115.96 | 63.5651 | 36.791 | 0 | 466.012 | 175.562 | 523.41 | 78.6174 | 1459.92 | 2624.93 | 995.173 | 347.08 | 3967.18 | [17 empty] | -4178.66 | -43.5 | 0 | 59.2 | 5.86 | 2.63 | 0 | 17.78 | 33.06 | 18.68 | 36.78 | 4.72 | 178.71
2019-04-04 10:39 | RIBD\ED9\ED9_CZ16_2700_ELEC.RIBD19 | v30 16 S27 G20 M02 | 16 | 1 | 2700 | Proposed and Standard | FAIL | -14.28 | -6.1 | -24 | 69 | 5073.81 | 210.217 | 247.083 | 3503.27 | 0 | 0 | 0 | 0 | 615.745 | 2202.88 | 2371.31 | 151.515 | 14375.8 | 9034.38 | 0 | 0 | 0 | 0 | 0 | 0 | 56.56 | 4.36 | 2.55 | 38.16 | 0 | 0 | 0 | 0 | 7.41 | 24.57 | 25.49 | 1.7 | 160.8 | 101.63 | 0 | 0.6275 | 0.028214 | 0.48052 | 0 | 0 | 0 | 0 | 0.16346 | 0.47458 | 0.35412 | 0.025823 | 2.1542 | 1.1362 | 5607.4 | 219.085 | 247.083 | 1596.43 | -4994.83 | 615.745 | 2197.19 | 2371.31 | 151.515 | 8010.93 | 7670 | 0 | 0 | 0 | 0 | 0 | 62.17 | 4.53 | 2.55 | 18.1 | -41.51 | 7.41 | 24.52 | 25.49 | 1.7 | 104.96 | 87.35 | 0 | 0.65211 | 0.028214 | 0.10359 | 0 | 0.16346 | 0.47389 | 0.35412 | 0.025823 | 1.8012 | 0.78392 | BEMCmpMgr 2019.0.11 Alpha (1276) | CSE19 0.860.0 EXE | MPCBECC | Propane | -0.353 | -0.35231 | -53.2 | -16.3 | 5073.81 | 210.217 | 247.083 | 3503.27 | 0 | 0 | 0 | 0 | 615.745 | 2202.88 | 2371.31 | 151.515 | 14375.8 | 0 | 0 | 0 | 0 | 0 | 56.56 | 4.36 | 2.55 | 38.16 | 0 | 0 | 0 | 0 | 7.41 | 24.57 | 25.49 | 1.7 | 160.8 | 0 | 0.6275 | 0.028214 | 0.48052 | 0 | 0 | 0 | 0 | 0.16346 | 0.47458 | 0.35412 | 0.025823 | 2.1542 | 7651.58 | 544.689 | 247.083 | 3642.29 | 2615 | 2596 | 3146.01 | 327.5 | 20770.2 | 0 | 0 | 0 | 0 | 84.23 | 9.09 | 2.55 | 39.71 | 31.5 | 27.78 | 34.12 | 4.04 | 233.02 | 84.23 | 9.09 | 2.55 | 39.71 | 31.5 | 27.78 | 34.12 | 4.04 | 233.02 | 0 | 1.0513 | 0.028214 | 0.49525 | 0.76359 | 0.38997 | 0.51519 | 0.069276 | 3.3127 | 69 | 0 | 69 | 62.9 | 17.9 | 45 | 101.63 | 0 | 87.35 | 0 | 101.63 | 0 | 135.58 | 0 | [5 empty] | 4996.3 | 2.9404 | 0 | 0 | 2.76 | 0.29 | 0.23 | 2.01 |  |  | 1018.9 | 57.0623 | 45.8188 | 623.536 | 0 | 0 | 0 | 0 | 134.529 | 386.131 | 462.36 | 33.3379 | 2761.68 | 0 | 0 | 0 | 0 | 0 | 1128.2 | 59.4162 | 45.8188 | 278.833 | -515.443 | 134.529 | 385.12 | 462.36 | 33.3379 | 2012.17 | 0 | 0 | 0 | 0 | 1507.33 | 130.422 | 45.8188 | 650.498 | 570.783 | 505.907 | 624.249 | 86.5452 | 4121.56 | 0 | 0 | 0 | 0 | [17 empty] | -5005.04 | -41.53 | 0 | 84.23 | 9.09 | 2.55 | 0 | 39.38 | 31.5 | 27.78 | 34.12 | 4.04 | 232.69
2019-04-04 10:39 | RIBD\ED9\ED9_CZ16_2700_NGAS.RIBD19 | v30 16 S27 G20 M01 | 16 | 1 | 2700 | Proposed and Standard | FAIL | 2.14 | 0.9 | -17.3 | 47.1 | 286.559 | 212.652 | 247.083 | 0 | 0 | 0 | 0 | 0 | 615.745 | 1012.84 | 2371.31 | 151.515 | 4897.7 | 746.294 | 424.001 | 150.435 | 0 | 48.2342 | 622.67 | 574.436 | 37.18 | 4.41 | 2.55 | 11.15 | 0 | 0 | 0 | 0 | 7.41 | 14.47 | 25.49 | 1.7 | 104.36 | 55.29 | 0 | 0.63614 | 0.028214 | 0 | 0 | 0 | 0 | 0 | 0.16346 | 0.17598 | 0.35412 | 0.025823 | 1.3837 | 0.66436 | 297.989 | 213.193 | 247.083 | 87.7597 | -4997.12 | 615.745 | 1012.52 | 2371.31 | 151.515 | -0.00060071 | 846.025 | 440.913 | 146.918 | 48.2342 | 636.065 | 587.831 | 38.65 | 4.42 | 2.55 | 11.81 | -40.46 | 7.41 | 14.46 | 25.49 | 1.7 | 66.03 | 57.43 | 0 | 0.63641 | 0.028214 | 0.012978 | 0 | 0.16346 | 0.17598 | 0.35412 | 0.025823 | 1.397 | 0.6776 | BEMCmpMgr 2019.0.11 Alpha (1276) | CSE19 0.860.0 EXE | MPCBECC | Natural Gas | 0.013239 | 0.013244 | -58 | 3.7 | 286.559 | 212.652 | 247.083 | 0 | 0 | 0 | 0 | 0 | 615.745 | 1012.84 | 2371.31 | 151.515 | 4897.7 | 424.001 | 150.435 | 0 | 48.2342 | 622.67 | 37.18 | 4.41 | 2.55 | 11.15 | 0 | 0 | 0 | 0 | 7.41 | 14.47 | 25.49 | 1.7 | 104.36 | 0 | 0.63614 | 0.028214 | 0 | 0 | 0 | 0 | 0 | 0.16346 | 0.17598 | 0.35412 | 0.025823 | 1.3837 | 755.716 | 567.43 | 247.083 | 0 | 2615 | 989.001 | 3267.2 | 327.5 | 8768.93 | 630.636 | 202.642 | 73.4 | 906.678 | 80.3757 | 9.42 | 2.55 | 38.5128 | 31.5 | 19.8061 | 35.43 | 4.04 | 221.635 | 58.75 | 9.42 | 2.55 | 15.02 | 31.5 | 15.74 | 35.43 | 4.04 | 172.45 | 0 | 1.0813 | 0.028214 | 0 | 0.76359 | 0.12681 | 0.53503 | 0.069276 | 2.6042 | 47.1 | 0 | 47.1 | 48 | 18.2 | 29.8 | 10.19 | 45.1 | 11.26 | 46.17 | 10.19 | 45.1 | 20.26 | 110.599 | [5 empty] | 4998.58 | 2.9418 | 0 | 0 | 4.28 | 0.22 | 0.3 | 3.85 |  |  | 54.6687 | 57.7334 | 45.8188 | 0 | 0 | 0 | 0 | 0 | 134.529 | 186.644 | 462.36 | 33.3379 | 975.091 | 2250.19 | 798.364 | 0 | 255.98 | 3304.53 | 56.822 | 57.8262 | 45.8188 | 15.8622 | -515.678 | 134.529 | 186.583 | 462.36 | 33.3379 | 477.46 | 2339.94 | 779.699 | 255.98 | 3375.62 | 148.473 | 135.877 | 45.8188 | 0 | 570.783 | 187.036 | 648.296 | 86.5452 | 1822.83 | 3346.8 | 1075.43 | 389.536 | 4811.77 | [17 empty] | -5006.8 | -40.53 | 0 | 58.75 | 9.42 | 2.55 | 0 | 14.9 | 31.5 | 15.74 | 35.43 | 4.04 | 172.33
2019-04-04 10:39 | RIBD\ED9\ED9_CZ16_6960_ELEC.RIBD19 | v30 16 S69 G15 M02 | 16 | 8 | 6960 | Proposed and Standard | FAIL | -38.21 | -13.4 | -39.2 | 79.3 | 9436.75 | 1213.91 | 785.772 | 16249.8 | 0 | 0 | 0 | 0 | 2033.7 | 11922.8 | 12062 | 433.914 | 54138.6 | 27686.2 | 0 | 0 | 0 | 0 | 0 | 0 | 40.5 | 8.35 | 3.14 | 66.26 | 0 | 0 | 0 | 0 | 9.49 | 48.14 | 50.4 | 1.89 | 228.17 | 118.25 | 0 | 2.6196 | 0.089726 | 1.2251 | 0 | 0 | 0 | 0 | 0.53989 | 1.4332 | 1.8235 | 0.073953 | 7.8049 | 3.9344 | 11667.9 | 977.243 | 785.772 | 4889.35 | -22800 | 2033.7 | 11888 | 12062 | 433.914 | 21937.9 | 18320.3 | 0 | 0 | 0 | 0 | 0 | 49.93 | 6.8 | 3.14 | 20.17 | -74.46 | 9.49 | 48.01 | 50.4 | 1.89 | 115.37 | 80.04 | 0 | 2.1706 | 0.089726 | 0.33777 | 0 | 0.53989 | 1.43 | 1.8235 | 0.073953 | 6.4654 | 2.5981 | BEMCmpMgr 2019.0.11 Alpha (1276) | CSE19 0.860.0 EXE | MPCBECC | Propane | -1.3396 | -1.3364 | -97.8 | -47.7 | 9436.75 | 1213.91 | 785.772 | 16249.8 | 0 | 0 | 0 | 0 | 2033.7 | 11922.8 | 12062 | 433.914 | 54138.6 | 0 | 0 | 0 | 0 | 0 | 40.5 | 8.35 | 3.14 | 66.26 | 0 | 0 | 0 | 0 | 9.49 | 48.14 | 50.4 | 1.89 | 228.17 | 0 | 2.6196 | 0.089726 | 1.2251 | 0 | 0 | 0 | 0 | 0.53989 | 1.4332 | 1.8235 | 0.073953 | 7.8049 | 14544.3 | 2817.02 | 785.772 | 17075.9 | 5894.96 | 15077.5 | 10697.7 | 540.499 | 67433.7 | 0 | 0 | 0 | 0 | 61.87 | 15.67 | 3.14 | 69.73 | 27.55 | 62.34 | 45.01 | 2.59 | 287.9 | 61.87 | 15.67 | 3.14 | 69.73 | 27.55 | 62.34 | 45.01 | 2.59 | 287.9 | 0 | 3.6406 | 0.089726 | 1.438 | 1.7213 | 2.2058 | 1.7518 | 0.11433 | 10.9616 | 79.3 | 0 | 79.3 | 65.9 | 25.8 | 40.1 | 118.25 | 0 | 80.04 | 0 | 118.25 | 0 | 150.41 | 0 | [5 empty] | 22806.7 | 13.4223 | 0 | 0 | 9.86 | 1.52 | 0.83 | 5.96 |  |  | 1835.4 | 325.979 | 145.713 | 2689.13 | 0 | 0 | 0 | 0 | 444.325 | 1969.41 | 2355.87 | 95.4742 | 9861.31 | 0 | 0 | 0 | 0 | 0 | 2212.86 | 262.128 | 145.713 | 831.169 | -2352.85 | 444.325 | 1962.92 | 2355.87 | 95.4742 | 5957.61 | 0 | 0 | 0 | 0 | 2835.93 | 647.092 | 145.713 | 2841.73 | 1286.71 | 2922.79 | 2122.71 | 142.832 | 12945.5 | 0 | 0 | 0 | 0 | [17 empty] | -22819.8 | -74.02 | 0 | 61.85 | 15.68 | 3.14 | 0 | 70.81 | 27.55 | 62.34 | 45.01 | 2.59 | 288.97
2019-04-04 10:39 | RIBD\ED9\ED9_CZ16_6960_NGAS.RIBD19 | v30 16 S69 G15 M01 | 16 | 8 | 6960 | Proposed and Standard | FAIL | 4.32 | 1.7 | -25.5 | 54.6 | 442.873 | 1194.16 | 785.772 | 0 | 0 | 0 | 0 | 0 | 2033.7 | 5287.29 | 12062 | 433.914 | 22239.7 | 2422.8 | 655.286 | 684.613 | 0 | 271.564 | 1611.46 | 1339.9 | 22.3 | 8.22 | 3.14 | 19.72 | 0 | 0 | 0 | 0 | 9.49 | 29.19 | 50.4 | 1.89 | 144.35 | 53.38 | 0 | 2.587 | 0.089726 | 0 | 0 | 0 | 0 | 0 | 0.53989 | 0.66886 | 1.8235 | 0.073953 | 5.7829 | 2.6767 | 470.579 | 1185.25 | 785.772 | 549.192 | -22803.3 | 2033.7 | 5282.95 | 12062 | 433.914 | -0.000327 | 2990.79 | 696.282 | 711.382 | 271.564 | 1679.23 | 1407.66 | 23.68 | 8.19 | 3.14 | 22.69 | -71.81 | 9.49 | 29.17 | 50.4 | 1.89 | 76.84 | 57.7 | 0 | 2.5885 | 0.089726 | 0.065314 | 0 | 0.53989 | 0.66879 | 1.8235 | 0.073953 | 5.8497 | 2.7436 | BEMCmpMgr 2019.0.11 Alpha (1276) | CSE19 0.860.0 EXE | MPCBECC | Natural Gas | 0.066826 | 0.066889 | -87.9 | 7.5 | 442.873 | 1194.16 | 785.772 | 0 | 0 | 0 | 0 | 0 | 2033.7 | 5287.29 | 12062 | 433.914 | 22239.7 | 655.286 | 684.613 | 0 | 271.564 | 1611.46 | 22.3 | 8.22 | 3.14 | 19.72 | 0 | 0 | 0 | 0 | 9.49 | 29.19 | 50.4 | 1.89 | 144.35 | 0 | 2.587 | 0.089726 | 0 | 0 | 0 | 0 | 0 | 0.53989 | 0.66886 | 1.8235 | 0.073953 | 5.7829 | 1366.91 | 2654.16 | 785.772 | 0 | 5894.96 | 6547.68 | 10697.7 | 540.499 | 28487.7 | 1140.67 | 1133.77 | 291.124 | 2565.57 | 58.81 | 14.9 | 3.14 | 70.9783 | 27.55 | 41.2814 | 45.01 | 2.59 | 264.26 | 41.32 | 14.9 | 3.14 | 32.65 | 27.55 | 34.76 | 45.01 | 2.59 | 201.92 | 0 | 3.5189 | 0.089726 | 0 | 1.7213 | 0.80892 | 1.7518 | 0.11433 | 8.0051 | 54.6 | 0 | 54.6 | 56.3 | 27.2 | 29.1 | 13.31 | 40.07 | 15.63 | 42.07 | 13.31 | 40.07 | 23.85 | 123.978 | [5 empty] | 22810 | 13.4242 | 0 | 0 | 12.95 | 1.07 | 1.29 | 11.05 |  |  | 81.3882 | 320.604 | 145.713 | 0 | 0 | 0 | 0 | 0 | 444.325 | 951.715 | 2355.87 | 95.4742 | 4395.09 | 3477.62 | 3633.27 | 0 | 1441.2 | 8552.09 | 86.5366 | 318.281 | 145.713 | 97.717 | -2353.19 | 444.325 | 950.894 | 2355.87 | 95.4742 | 2141.62 | 3695.19 | 3775.33 | 1441.2 | 8911.72 | 266.764 | 612.054 | 145.713 | 0 | 1286.71 | 1230.25 | 2122.71 | 142.832 | 5807.02 | 6053.59 | 6016.96 | 1545 | 13615.6 | [17 empty] | -22823.3 | -71.76 | 0 | 41.32 | 14.9 | 3.14 | 0 | 32.68 | 27.55 | 34.76 | 45.01 | 2.59 | 201.95

## Data
2019-04-14 13:08 | 1313 | RIBD\ED9\ED9 | 96 | 0 | Conditioned | [6 empty] | Proposed Model Site Electric Use | [13 empty] | Proposed Model Site Fuel Use | [5 empty] | Proposed Model TDV | [13 empty] | Proposed Model Electric Demand | [13 empty] | Standard Model Site Electric Use | [10 empty] | Standard Model Site Fuel Use |  |  |  |  | Standard Model TDV | [10 empty] | Standard Model Electric Demand | [10 empty] | Software Versions |  |  |  | Savings Results |  |  |  | Proposed Design Rating Model Site Electric Use | [12 empty] | Proposed Design Rating Model Site Fuel Use |  |  |  |  | Proposed Design Rating Model TDV | [12 empty] | Proposed Design Rating Model Electric Demand | [12 empty] | Reference Design Rating Model Site Electric Use | [8 empty] | Reference Design Rating Model Site Fuel Use |  |  |  | Reference Design Rating Model TDV (fuel multiplier adjusted) | [8 empty] | Reference Design Rating Model TDV (before fuel multiplier adjustment) | [8 empty] | Reference Design Rating Model Electric Demand | [8 empty] | Energy Design Ratings | [5 empty] | Compliance Total TDV Results By Fuel (kTDV/ft2-yr) | [7 empty] | Proposed PV Scaling |  |  | Target EDR |  | Standard Design PV |  | Proposed Design CO2 Emissions |  |  | Standard Design CO2 Emissions |  |  | Self Utilization Credit |  | Proposed Model Site Electric CO2 Emissions | [12 empty] | Proposed Model Site Fuel CO2 Emissions |  |  |  |  | Standard Model Site Electric CO2 Emissions | [9 empty] | Standard Model Site Fuel CO2 Emissions |  |  |  | Reference Design Rating Model Site Electric CO2 Emissions | [8 empty] | Reference Design Rating Model Site Fuel CO2 Emissions |  |  |  | CAHP / CMFNH Results
| Project |  | Climate | Dwelling | Area |  | Pass / | Compliance | EDR Efficiency | EDR Total | EDR | Spc Heat | Spc Cool | IAQ Vent | Wtr Heat | Self Util. Credit | PV | Battery | Flexibility | Ins Light | Appl & Cook | Plug Lds | Exterior | TOTAL | Comp Total | Spc Heat | Wtr Heat | Flexibility | Appl & Cook | TOTAL | Comp Total | Spc Heat | Spc Cool | IAQ Vent | Wtr Heat | Self Util. Credit | PV | Battery | Flexibility | Ins Light | Appl & Cook | Plug Lds | Exterior | TOTAL | Comp Total | Spc Heat | Spc Cool | IAQ Vent | Wtr Heat | Self Util. Credit | PV | Battery | Flexibility | Ins Light | Appl & Cook | Plug Lds | Exterior | TOTAL | Comp Total | Spc Heat | Spc Cool | IAQ Vent | Wtr Heat | PV | Ins Light | Appl & Cook | Plug Lds | Exterior | TOTAL | Comp Total | Spc Heat | Wtr Heat | Appl & Cook | TOTAL | Comp Total | Spc Heat | Spc Cool | IAQ Vent | Wtr Heat | PV | Ins Light | Appl & Cook | Plug Lds | Exterior | TOTAL | Comp Total | Spc Heat | Spc Cool | IAQ Vent | Wtr Heat | PV | Ins Light | Appl & Cook | Plug Lds | Exterior | TOTAL | Comp Total | Compliance |  | End User | Fuel | Total Demand | Compliance Demand | Total TDV | Compliance TDV | Spc Heat | Spc Cool | IAQ Vent | Wtr Heat | Self Util. Credit | PV | Battery | Flexibility | Ins Light | Appl & Cook | Plug Lds | Exterior | TOTAL | Spc Heat | Wtr Heat | Flexibility | Appl & Cook | TOTAL | Spc Heat | Spc Cool | IAQ Vent | Wtr Heat | Self Util. Credit | PV | Battery | Flexibility | Ins Light | Appl & Cook | Plug Lds | Exterior | TOTAL | Spc Heat | Spc Cool | IAQ Vent | Wtr Heat | Self Util. Credit | PV | Battery | Flexibility | Ins Light | Appl & Cook | Plug Lds | Exterior | TOTAL | Spc Heat | Spc Cool | IAQ Vent | Wtr Heat | Ins Light | Appl & Cook | Plug Lds | Exterior | TOTAL | Spc Heat | Wtr Heat | Appl & Cook | TOTAL | Spc Heat | Spc Cool | IAQ Vent | Wtr Heat | Ins Light | Appl & Cook | Plug Lds | Exterior | TOTAL | Spc Heat | Spc Cool | IAQ Vent | Wtr Heat | Ins Light | Appl & Cook | Plug Lds | Exterior | TOTAL | Spc Heat | Spc Cool | IAQ Vent | Wtr Heat | Ins Light | Appl & Cook | Plug Lds | Exterior | TOTAL | Proposed | Proposed | Proposed | Standard | Standard | Standard | Proposed Model |  | Standard Model |  | Proposed Design Rating Model |  | Reference Design Rating Model |  | Max PV | PV Scale | Scaled PV |  | Target | Prop Mixed Fuel | Std Design | Self Consumed Solar | Grid Exported Solar | CO2 Generated | Self Consumed Solar | Grid Exported Solar | CO2 Generated | TDV Cap | Battery | Spc Heat | Spc Cool | IAQ Vent | Wtr Heat | Self Util. Credit | PV | Battery | Flexibility | Ins Light | Appl & Cook | Plug Lds | Exterior | TOTAL | Spc Heat | Wtr Heat | Flexibility | Appl & Cook | TOTAL | Spc Heat | Spc Cool | IAQ Vent | Wtr Heat | PV | Ins Light | Appl & Cook | Plug Lds | Exterior | TOTAL | Spc Heat | Wtr Heat | Appl & Cook | TOTAL | Spc Heat | Spc Cool | IAQ Vent | Wtr Heat | Ins Light | Appl & Cook | Plug Lds | Exterior | TOTAL | Spc Heat | Wtr Heat | Appl & Cook | TOTAL | EDR Bonus Points | CAHP Delta EDR | Cash Bonus Total | 2019 Zone Ready Kicker | 2019 Zone Kicker | High Performance Fenestration Kicker | High Performance Attic Kicker | High Performance Wall Kicker | Whole House Fans Kicker | Balanced IAQ Kicker | DOE Zero Energy Kicker | Drain Water Heat Recovery Kicker | Design Charrette Kicker | ENERGYStar Laundry Recycling Kicker | CAHP Base Incentive | CAHP Total Incentive
Run Date/Time | Path/File | Run Title | Zone | Units | (ft2) | Analysis Type | Fail | Margin | Margin | Margin | Total | (kWh) | (kWh) | (kWh) | (kWh) | (kWh) | (kWh) | (kWh) | (kWh) | (kWh) | (kWh) | (kWh) | (kWh) | (kWh) | (kWh) | (Therms) | (Therms) | (Therms) | (Therms) | (Therms) | (Therms) | (kTDV/ft2-yr) | (kTDV/ft2-yr) | (kTDV/ft2-yr) | (kTDV/ft2-yr) | (kTDV/ft2-yr) | (kTDV/ft2-yr) | (kTDV/ft2-yr) | (kTDV/ft2-yr) | (kTDV/ft2-yr) | (kTDV/ft2-yr) | (kTDV/ft2-yr) | (kTDV/ft2-yr) | (kTDV/ft2-yr) | (kTDV/ft2-yr) | (kW) | (kW) | (kW) | (kW) | (kW) | (kW) | (kW) | (kW) | (kW) | (kW) | (kW) | (kW) | (kW) | (kW) | (kWh) | (kWh) | (kWh) | (kWh) | (kWh) | (kWh) | (kWh) | (kWh) | (kWh) | (kWh) | (kWh) | (Therms) | (Therms) | (Therms) | (Therms) | (Therms) | (kTDV/ft2-yr) | (kTDV/ft2-yr) | (kTDV/ft2-yr) | (kTDV/ft2-yr) | (kTDV/ft2-yr) | (kTDV/ft2-yr) | (kTDV/ft2-yr) | (kTDV/ft2-yr) | (kTDV/ft2-yr) | (kTDV/ft2-yr) | (kTDV/ft2-yr) | (kW) | (kW) | (kW) | (kW) | (kW) | (kW) | (kW) | (kW) | (kW) | (kW) | (kW) | Ruleset | CSE | Application | Type | (kW) | (kW) | (%) | (%) | (kWh) | (kWh) | (kWh) | (kWh) | (kWh) | (kWh) | (kWh) | (kWh) | (kWh) | (kWh) | (kWh) | (kWh) | (kWh) | (Therms) | (Therms) | (kWh) | (Therms) | (Therms) | (kTDV/ft2-yr) | (kTDV/ft2-yr) | (kTDV/ft2-yr) | (kTDV/ft2-yr) | (kTDV/ft2-yr) | (kTDV/ft2-yr) | (kTDV/ft2-yr) | (kTDV/ft2-yr) | (kTDV/ft2-yr) | (kTDV/ft2-yr) | (kTDV/ft2-yr) | (kTDV/ft2-yr) | (kTDV/ft2-yr) | (kW) | (kW) | (kW) | (kW) | (kW) | (kW) | (kW) | (kW) | (kW) | (kW) | (kW) | (kW) | (kW) | (kWh) | (kWh) | (kWh) | (kWh) | (kWh) | (kWh) | (kWh) | (kWh) | (kWh) | (Therms) | (Therms) | (Therms) | (Therms) | (kTDV/ft2-yr) | (kTDV/ft2-yr) | (kTDV/ft2-yr) | (kTDV/ft2-yr) | (kTDV/ft2-yr) | (kTDV/ft2-yr) | (kTDV/ft2-yr) | (kTDV/ft2-yr) | (kTDV/ft2-yr) | (kTDV/ft2-yr) | (kTDV/ft2-yr) | (kTDV/ft2-yr) | (kTDV/ft2-yr) | (kTDV/ft2-yr) | (kTDV/ft2-yr) | (kTDV/ft2-yr) | (kTDV/ft2-yr) | (kTDV/ft2-yr) | (kW) | (kW) | (kW) | (kW) | (kW) | (kW) | (kW) | (kW) | (kW) | Efficiency | PV+Batt+Flex Only | Total | Efficiency | PV+Batt+Flex Only | Total | Electric | Gas | Electric | Gas | Electric | Gas | Electric | Gas | Ratio | Factor | Total kW | EDR | Status | Total kWh | PV kW | (metric ton/yr) | (metric ton/yr) | (metric ton/yr) | (metric ton/yr) | (metric ton/yr) | (metric ton/yr) | (kTDV/ft2-yr) | Ratio | (kg) | (kg) | (kg) | (kg) | (kg) | (kg) | (kg) | (kg) | (kg) | (kg) | (kg) | (kg) | (kg) | (kg) | (kg) | (kg) | (kg) | (kg) | (kg) | (kg) | (kg) | (kg) | (kg) | (kg) | (kg) | (kg) | (kg) | (kg) | (kg) | (kg) | (kg) | (kg) | (kg) | (kg) | (kg) | (kg) | (kg) | (kg) | (kg) | (kg) | (kg) | (kg) | (kg) | (kg) | (kg) | (int) | (int) | ($) | ($) | ($) | ($) | ($) | ($) | ($) | ($) | ($) | ($) | ($) | ($) | ($) | ($)
2019-04-14 13:09 | RIBD\ED9\ED9_CZ01_2100_ELEC.RIBD19 | v30 01 S21 G20 M02 | 1 | 1 | 2100 | Proposed and Standard | FAIL | -12.87 | -6.1 | -27.5 | 77.4 | 3958.87 | 0 | 195.132 | 3152.37 | 0 | 0 | 0 | 0 | 505.557 | 1928.52 | 2025.88 | 119.621 | 11885.9 | 7306.37 | 0 | 0 | 0 | 0 | 0 | 0 | 51.9 | 0 | 2.6 | 44.61 | 0 | 0 | 0 | 0 | 7.96 | 26.17 | 28.26 | 1.74 | 163.24 | 99.11 | 1.8892e-05 | 0 | 0.022282 | 0.61344 | 0 | 0 | 0 | 0 | 0.13421 | 0.27276 | 0.30364 | 0.020387 | 1.3667 | 0.63574 | 4885.08 | 0 | 195.132 | 1500.5 | -4079.41 | 505.557 | 1923.57 | 2025.88 | 119.621 | 7075.93 | 6580.71 | 0 | 0 | 0 | 0 | 0 | 63.81 | 0 | 2.6 | 19.83 | -45.19 | 7.96 | 26.1 | 28.26 | 1.74 | 105.11 | 86.24 | 1.8894e-05 | 0 | 0.022282 | 0.16101 | 0 | 0.13421 | 0.27219 | 0.30364 | 0.020387 | 0.91374 | 0.18331 | BEMCmpMgr 2019.0.11 Alpha (1312) | CSE19 0.860.0 EXE | MPCBECC | Propane | -0.453 | -0.45243 | -55.3 | -14.9 | 3958.87 | 0 | 195.132 | 3152.37 | 0 | 0 | 0 | 0 | 505.557 | 1928.52 | 2025.88 | 119.621 | 11885.9 | 0 | 0 | 0 | 0 | 0 | 51.9 | 0 | 2.6 | 44.61 | 0 | 0 | 0 | 0 | 7.96 | 26.17 | 28.26 | 1.74 | 163.24 | 1.8892e-05 | 0 | 0.022282 | 0.61344 | 0 | 0 | 0 | 0 | 0.13421 | 0.27276 | 0.30364 | 0.020387 | 1.3667 | 4317.29 | 0 | 195.132 | 3293.24 | 2135 | 2349 | 2531 | 297.5 | 15118.2 | 0 | 0 | 0 | 0 | 56.23 | 0 | 2.6 | 46.4 | 33.22 | 32.37 | 35.36 | 4.59 | 210.77 | 56.23 | 0 | 2.6 | 46.4 | 33.22 | 32.37 | 35.36 | 4.59 | 210.77 | 1.8892e-05 | 0 | 0.022282 | 0.63497 | 0.62343 | 0.35042 | 0.41447 | 0.06293 | 2.1085 | 77.4 | 0 | 77.4 | 71.3 | 21.4 | 49.9 | 99.11 | 0 | 86.24 | 0 | 99.11 | 0 | 105.23 | 0 | [5 empty] | 4080.6 | 3.0483 | 0 | 0 | 2.39 | 0.34 | 0.29 | 1.64 |  |  | 831.823 | 0 | 38.9345 | 606.121 | 0 | 0 | 0 | 0 | 109.703 | 362.742 | 413.965 | 26.1987 | 2389.49 | 0 | 0 | 0 | 0 | 0 | 1029.67 | 0 | 38.9345 | 285.565 | -626.971 | 109.703 | 361.782 | 413.965 | 26.1987 | 1638.85 | 0 | 0 | 0 | 0 | 900.765 | 0 | 38.9345 | 633.601 | 463.08 | 480.24 | 522.633 | 71.4714 | 3110.72 | 0 | 0 | 0 | 0
2019-04-14 13:09 | RIBD\ED9\ED9_CZ01_2100_NGAS.RIBD19 | v30 01 S21 G20 M01 | 1 | 1 | 2100 | Proposed and Standard | FAIL | 1.86 | 1 | -20.7 | 55.2 | 271.047 | 0 | 195.132 | 0 | 0 | 0 | 0 | 0 | 505.557 | 874.231 | 2025.88 | 119.621 | 3991.47 | 466.179 | 400.007 | 134.408 | 0 | 42.7925 | 577.208 | 534.415 | 43.48 | 0 | 2.6 | 12.67 | 0 | 0 | 0 | 0 | 7.96 | 15.88 | 28.26 | 1.74 | 112.59 | 58.75 | 3.5928e-10 | 0 | 0.022282 | 0 | 0 | 0 | 0 | 0 | 0.13421 | 0.12517 | 0.30364 | 0.020387 | 0.6057 | 0.022282 | 276.235 | 0 | 195.132 | 85.2323 | -4081.78 | 505.557 | 874.122 | 2025.88 | 119.621 | -0.00093436 | 556.599 | 407.663 | 133.026 | 42.7925 | 583.481 | 540.689 | 44.29 | 0 | 2.6 | 13.72 | -44.12 | 7.96 | 15.88 | 28.26 | 1.74 | 70.33 | 60.61 | 4.6806e-10 | 0 | 0.022282 | 0.014324 | 0 | 0.13421 | 0.12515 | 0.30364 | 0.020387 | 0.62 | 0.036606 | BEMCmpMgr 2019.0.11 Alpha (1312) | CSE19 0.860.0 EXE | MPCBECC | Natural Gas | 0.014304 | 0.014324 | -60.1 | 3.1 | 271.047 | 0 | 195.132 | 0 | 0 | 0 | 0 | 0 | 505.557 | 874.231 | 2025.88 | 119.621 | 3991.47 | 400.007 | 134.408 | 0 | 42.7925 | 577.208 | 43.48 | 0 | 2.6 | 12.67 | 0 | 0 | 0 | 0 | 7.96 | 15.88 | 28.26 | 1.74 | 112.59 | 3.5928e-10 | 0 | 0.022282 | 0 | 0 | 0 | 0 | 0 | 0.13421 | 0.12517 | 0.30364 | 0.020387 | 0.6057 | 496.407 | 0 | 195.132 | 0 | 2135 | 930.001 | 2637.81 | 297.5 | 6691.85 | 413.145 | 188.43 | 65.4 | 666.975 | 55.1541 | 0 | 2.6 | 48.027 | 33.22 | 23.3395 | 36.86 | 4.59 | 203.791 | 47.85 | 0 | 2.6 | 17.77 | 33.22 | 18.7 | 36.86 | 4.59 | 161.59 | 1.6543e-13 | 0 | 0.022282 | 0 | 0.62343 | 0.11804 | 0.43196 | 0.06293 | 1.2587 | 55.2 | 0 | 55.2 | 56.2 | 21.7 | 34.5 | 6.23 | 52.52 | 7.48 | 53.13 | 6.23 | 52.52 | 9.06 | 96.7211 | [5 empty] | 4082.98 | 3.0501 | 0 | 0 | 3.88 | 0.24 | 0.39 | 3.3 |  |  | 54.5618 | 0 | 38.9345 | 0 | 0 | 0 | 0 | 0 | 109.703 | 171.353 | 413.965 | 26.1987 | 814.717 | 2122.85 | 713.308 | 0 | 227.101 | 3063.26 | 55.5938 | 0 | 38.9345 | 16.6745 | -627.336 | 109.703 | 171.33 | 413.965 | 26.1987 | 205.064 | 2163.48 | 705.972 | 227.101 | 3096.55 | 102.59 | 0 | 38.9345 | 0 | 463.08 | 187.226 | 544.689 | 71.4714 | 1407.99 | 2192.58 | 1000 | 347.08 | 3539.66
2019-04-14 13:09 | RIBD\ED9\ED9_CZ01_2700_ELEC.RIBD19 | v30 01 S27 G20 M02 | 1 | 1 | 2700 | Proposed and Standard | FAIL | -13.45 | -7.1 | -28.4 | 72.7 | 3758.4 | 0 | 239.376 | 3541.58 | 0 | 0 | 0 | 0 | 615.745 | 2175.46 | 2371.31 | 151.515 | 12853.4 | 7539.36 | 0 | 0 | 0 | 0 | 0 | 0 | 38.05 | 0 | 2.48 | 39.09 | 0 | 0 | 0 | 0 | 7.54 | 23.83 | 25.72 | 1.71 | 138.42 | 79.62 | 1.8892e-05 | 0 | 0.027334 | 0.62101 | 0 | 0 | 0 | 0 | 0.16346 | 0.4585 | 0.35412 | 0.025823 | 1.6503 | 0.64836 | 4583.69 | 0 | 239.376 | 1659.93 | -4706.93 | 615.745 | 2167.19 | 2371.31 | 151.515 | 7081.83 | 6483 | 0 | 0 | 0 | 0 | 0 | 46.32 | 0 | 2.48 | 17.37 | -40.55 | 7.54 | 23.75 | 25.72 | 1.71 | 84.34 | 66.17 | 1.8892e-05 | 0 | 0.027334 | 0.17046 | 0 | 0.16346 | 0.45745 | 0.35412 | 0.025823 | 1.1987 | 0.19781 | BEMCmpMgr 2019.0.11 Alpha (1312) | CSE19 0.860.0 EXE | MPCBECC | Propane | -0.4516 | -0.45055 | -64.1 | -20.3 | 3758.4 | 0 | 239.376 | 3541.58 | 0 | 0 | 0 | 0 | 615.745 | 2175.46 | 2371.31 | 151.515 | 12853.4 | 0 | 0 | 0 | 0 | 0 | 38.05 | 0 | 2.48 | 39.09 | 0 | 0 | 0 | 0 | 7.54 | 23.83 | 25.72 | 1.71 | 138.42 | 1.8892e-05 | 0 | 0.027334 | 0.62101 | 0 | 0 | 0 | 0 | 0.16346 | 0.4585 | 0.35412 | 0.025823 | 1.6503 | 4930.74 | 0 | 239.376 | 3682.11 | 2615 | 2596 | 3146.01 | 327.5 | 17536.7 | 0 | 0 | 0 | 0 | 49.74 | 0 | 2.48 | 40.64 | 31.65 | 27.85 | 34.19 | 3.93 | 190.48 | 49.74 | 0 | 2.48 | 40.64 | 31.65 | 27.85 | 34.19 | 3.93 | 190.48 | 1.8892e-05 | 0 | 0.027334 | 0.65669 | 0.76359 | 0.38997 | 0.51519 | 0.069276 | 2.4221 | 72.7 | 0 | 72.7 | 65.6 | 21.3 | 44.3 | 79.62 | 0 | 66.17 | 0 | 79.62 | 0 | 92.86 | 0 | [5 empty] | 4708.31 | 3.5172 | 0 | 0 | 2.6 | 0.39 | 0.34 | 1.69 |  |  | 794.948 | 0 | 47.7625 | 687.648 | 0 | 0 | 0 | 0 | 133.613 | 418.801 | 484.438 | 33.1839 | 2600.39 | 0 | 0 | 0 | 0 | 0 | 971.381 | 0 | 47.7625 | 320.995 | -723.416 | 133.613 | 417.179 | 484.438 | 33.1839 | 1685.14 | 0 | 0 | 0 | 0 | 1036.8 | 0 | 47.7625 | 714.739 | 567.192 | 531.119 | 649.628 | 78.6786 | 3625.92 | 0 | 0 | 0 | 0
2019-04-14 13:09 | RIBD\ED9\ED9_CZ01_2700_NGAS.RIBD19 | v30 01 S27 G20 M01 | 1 | 1 | 2700 | Proposed and Standard | FAIL | 1.96 | 1.1 | -20.6 | 51.5 | 247.968 | 0 | 239.376 | 0 | 0 | 0 | 0 | 0 | 615.745 | 985.388 | 2371.31 | 151.515 | 4611.3 | 487.345 | 365.948 | 152.047 | 0 | 48.2342 | 566.229 | 517.995 | 31.19 | 0 | 2.48 | 11.12 | 0 | 0 | 0 | 0 | 7.54 | 14.09 | 25.72 | 1.71 | 93.85 | 44.79 | 2.7096e-15 | 0 | 0.027334 | 0 | 0 | 0 | 0 | 0 | 0.16346 | 0.15982 | 0.35412 | 0.025823 | 0.73056 | 0.027334 | 258.557 | 0 | 239.376 | 87.7632 | -4709.21 | 615.745 | 984.941 | 2371.31 | 151.515 | -0.00044371 | 585.697 | 381.575 | 148.29 | 48.2342 | 578.099 | 529.864 | 32.49 | 0 | 2.48 | 11.78 | -39.59 | 7.54 | 14.09 | 25.72 | 1.71 | 56.22 | 46.75 | 3.9945e-15 | 0 | 0.027334 | 0.013007 | 0 | 0.16346 | 0.15972 | 0.35412 | 0.025823 | 0.74346 | 0.040341 | BEMCmpMgr 2019.0.11 Alpha (1312) | CSE19 0.860.0 EXE | MPCBECC | Natural Gas | 0.012903 | 0.013007 | -66.9 | 4.2 | 247.968 | 0 | 239.376 | 0 | 0 | 0 | 0 | 0 | 615.745 | 985.388 | 2371.31 | 151.515 | 4611.3 | 365.948 | 152.047 | 0 | 48.2342 | 566.229 | 31.19 | 0 | 2.48 | 11.12 | 0 | 0 | 0 | 0 | 7.54 | 14.09 | 25.72 | 1.71 | 93.85 | 2.7096e-15 | 0 | 0.027334 | 0 | 0 | 0 | 0 | 0 | 0.16346 | 0.15982 | 0.35412 | 0.025823 | 0.73056 | 557.079 | 0 | 239.376 | 0 | 2615 | 989.001 | 3267.2 | 327.5 | 7995.15 | 463.641 | 204.442 | 73.4 | 741.483 | 48.3259 | 0 | 2.48 | 40.4054 | 31.65 | 19.8111 | 35.51 | 3.93 | 182.112 | 41.92 | 0 | 2.48 | 14.95 | 31.65 | 15.76 | 35.51 | 3.93 | 146.2 | 4.5102e-15 | 0 | 0.027334 | 0 | 0.76359 | 0.12681 | 0.53503 | 0.069276 | 1.522 | 51.5 | 0 | 51.5 | 52.6 | 21.7 | 30.9 | 5.06 | 39.73 | 6.11 | 40.64 | 5.06 | 39.73 | 8.1 | 83.1113 | [5 empty] | 4710.58 | 3.5189 | 0 | 0 | 3.95 | 0.28 | 0.45 | 3.31 |  |  | 50.3615 | 0 | 47.7625 | 0 | 0 | 0 | 0 | 0 | 133.613 | 195.188 | 484.438 | 33.1839 | 944.547 | 1942.1 | 806.92 | 0 | 255.98 | 3005 | 52.4738 | 0 | 47.7625 | 17.1899 | -723.766 | 133.613 | 195.091 | 484.438 | 33.1839 | 239.986 | 2025.03 | 786.978 | 255.98 | 3067.99 | 116.201 | 0 | 47.7625 | 0 | 567.192 | 199.284 | 674.652 | 78.6786 | 1683.77 | 2460.56 | 1084.98 | 389.536 | 3935.07
2019-04-14 13:09 | RIBD\ED9\ED9_CZ01_6960_ELEC.RIBD19 | v30 01 S69 G15 M02 | 1 | 8 | 6960 | Proposed and Standard | FAIL | -28.73 | -11.9 | -41.7 | 83.6 | 6001.26 | 0 | 785.772 | 16416.6 | 0 | 0 | 0 | 0 | 2033.7 | 11773.5 | 12062 | 433.914 | 49506.8 | 23203.7 | 0 | 0 | 0 | 0 | 0 | 0 | 23.26 | 0 | 3.16 | 66.55 | 0 | 0 | 0 | 0 | 9.66 | 47.07 | 50.84 | 1.9 | 202.44 | 92.97 | 0.00015114 | 0 | 0.089726 | 1.8953 | 0 | 0 | 0 | 0 | 0.53989 | 1.3939 | 1.8235 | 0.073953 | 5.8164 | 1.9852 | 6140.16 | 0 | 785.772 | 9317.24 | -21319.7 | 2033.7 | 11767.1 | 12062 | 433.914 | 21220.2 | 16243.2 | 0 | 0 | 0 | 0 | 0 | 23.86 | 0 | 3.16 | 37.22 | -72.13 | 9.66 | 47.04 | 50.84 | 1.9 | 101.55 | 64.24 | 0.00015114 | 0 | 0.089726 | 0.62917 | 0 | 0.53989 | 1.3918 | 1.8235 | 0.073953 | 4.5482 | 0.71905 | BEMCmpMgr 2019.0.11 Alpha (1312) | CSE19 0.860.0 EXE | MPCBECC | Propane | -1.2683 | -1.2661 | -99.4 | -44.7 | 6001.26 | 0 | 785.772 | 16416.6 | 0 | 0 | 0 | 0 | 2033.7 | 11773.5 | 12062 | 433.914 | 49506.8 | 0 | 0 | 0 | 0 | 0 | 23.26 | 0 | 3.16 | 66.55 | 0 | 0 | 0 | 0 | 9.66 | 47.07 | 50.84 | 1.9 | 202.44 | 0.00015114 | 0 | 0.089726 | 1.8953 | 0 | 0 | 0 | 0 | 0.53989 | 1.3939 | 1.8235 | 0.073953 | 5.8164 | 8171.09 | 0.86425 | 785.772 | 17278.2 | 5894.96 | 15077.5 | 10697.7 | 540.499 | 58446.7 | 0 | 0 | 0 | 0 | 31.52 | 0 | 3.16 | 69.58 | 27.68 | 62.52 | 45.1 | 2.52 | 242.08 | 31.52 | 0 | 3.16 | 69.58 | 27.68 | 62.52 | 45.1 | 2.52 | 242.08 | 0.00015114 | 0 | 0.089726 | 1.9197 | 1.7213 | 2.2058 | 1.7518 | 0.11433 | 7.8029 | 83.6 | 0 | 83.6 | 71.7 | 29.8 | 41.9 | 92.97 | 0 | 64.24 | 0 | 92.97 | 0 | 104.26 | 0 | [5 empty] | 21326 | 15.9311 | 0 | 0 | 9.71 | 2.03 | 1.25 | 5.16 |  |  | 1262.21 | 0 | 156.784 | 3100.93 | 0 | 0 | 0 | 0 | 441.303 | 2189.64 | 2466.05 | 95.0332 | 9711.96 | 0 | 0 | 0 | 0 | 0 | 1289.17 | 0 | 156.784 | 1795.52 | -3276.67 | 441.303 | 2188.26 | 2466.05 | 95.0332 | 5155.46 | 0 | 0 | 0 | 0 | 1717.8 | 0.24253 | 156.784 | 3282.17 | 1278.61 | 3076.41 | 2209.01 | 129.849 | 11850.9 | 0 | 0 | 0 | 0
2019-04-14 13:09 | RIBD\ED9\ED9_CZ01_6960_NGAS.RIBD19 | v30 01 S69 G15 M01 | 1 | 8 | 6960 | Proposed and Standard | FAIL | 2.95 | 1.3 | -30.4 | 58.9 | 318.948 | 0 | 785.772 | 0 | 0 | 0 | 0 | 0 | 2033.7 | 5139.53 | 12062 | 433.914 | 20773.8 | 1104.72 | 470.699 | 689.779 | 0 | 271.564 | 1432.04 | 1160.48 | 15.67 | 0 | 3.16 | 19.6 | 0 | 0 | 0 | 0 | 9.66 | 28.45 | 50.84 | 1.9 | 129.28 | 38.43 | 0 | 0 | 0.089726 | 0 | 0 | 0 | 0 | 0 | 0.53989 | 0.62848 | 1.8235 | 0.073953 | 3.1555 | 0.089726 | 318.948 | 0 | 785.772 | 549.197 | -21323 | 2033.7 | 5139.53 | 12062 | 433.914 | -0.00072777 | 1653.92 | 470.699 | 715.777 | 271.564 | 1458.04 | 1186.48 | 15.67 | 0 | 3.16 | 22.55 | -69.7 | 9.66 | 28.45 | 50.84 | 1.9 | 62.53 | 41.38 | 0 | 0 | 0.089726 | 0.065314 | 0 | 0.53989 | 0.62848 | 1.8235 | 0.073953 | 3.2208 | 0.15504 | BEMCmpMgr 2019.0.11 Alpha (1312) | CSE19 0.860.0 EXE | MPCBECC | Natural Gas | 0.065314 | 0.065314 | -106.7 | 7.1 | 318.948 | 0 | 785.772 | 0 | 0 | 0 | 0 | 0 | 2033.7 | 5139.53 | 12062 | 433.914 | 20773.8 | 470.699 | 689.779 | 0 | 271.564 | 1432.04 | 15.67 | 0 | 3.16 | 19.6 | 0 | 0 | 0 | 0 | 9.66 | 28.45 | 50.84 | 1.9 | 129.28 | 0 | 0 | 0.089726 | 0 | 0 | 0 | 0 | 0 | 0.53989 | 0.62848 | 1.8235 | 0.073953 | 3.1555 | 899.347 | 0.11982 | 785.772 | 0 | 5894.96 | 6547.68 | 10697.7 | 540.499 | 25366.1 | 748.501 | 1140.82 | 291.124 | 2180.44 | 30.8648 | 0 | 3.16 | 68.9787 | 27.68 | 41.31 | 45.1 | 2.52 | 219.613 | 26.48 | 0 | 3.16 | 32.42 | 27.68 | 34.82 | 45.1 | 2.52 | 172.18 | 0 | 0 | 0.089726 | 0 | 1.7213 | 0.80892 | 1.7518 | 0.11433 | 4.4862 | 58.9 | 0 | 58.9 | 60.2 | 31.7 | 28.5 | 4.42 | 34.01 | 6.64 | 34.74 | 4.42 | 34.01 | 6.62 | 96.3835 | [5 empty] | 21329.3 | 15.9336 | 0 | 0 | 11.83 | 1.31 | 1.97 | 8.79 |  |  | 64.0981 | 0 | 156.784 | 0 | 0 | 0 | 0 | 0 | 441.303 | 1003.8 | 2466.05 | 95.0332 | 4227.07 | 2498.02 | 3660.68 | 0 | 1441.2 | 7599.9 | 64.0981 | 0 | 156.784 | 106.867 | -3277.17 | 441.303 | 1003.8 | 2466.05 | 95.0332 | 1056.76 | 2498.02 | 3798.65 | 1441.2 | 7737.87 | 187.527 | 0 | 156.784 | 0 | 1278.61 | 1315.06 | 2209.01 | 129.849 | 5276.84 | 3972.32 | 6054.36 | 1545 | 11571.7
2019-04-14 13:09 | RIBD\ED9\ED9_CZ02_2100_ELEC.RIBD19 | v30 02 S21 G20 M02 | 2 | 1 | 2100 | Proposed and Standard | FAIL | -19.27 | -9.2 | -30.7 | 64.9 | 2484.41 | 2.9447 | 197.656 | 2833.66 | 0 | 0 | 0 | 0 | 505.557 | 1965.81 | 2025.88 | 119.621 | 10135.5 | 5518.67 | 0 | 0 | 0 | 0 | 0 | 0 | 29.92 | 0.63 | 2.61 | 38.62 | 0 | 0 | 0 | 0 | 7.54 | 27.35 | 27.64 | 1.67 | 135.98 | 71.78 | 3.962e-15 | 0.037346 | 0.02257 | 0.3467 | 0 | 0 | 0 | 0 | 0.13421 | 0.28493 | 0.30364 | 0.020387 | 1.1498 | 0.40661 | 2651.27 | 2.682 | 197.656 | 1339.03 | -4010.7 | 505.557 | 1960.4 | 2025.88 | 119.621 | 4791.4 | 4190.64 | 0 | 0 | 0 | 0 | 0 | 31.92 | 0.58 | 2.61 | 17.4 | -44.87 | 7.54 | 27.27 | 27.64 | 1.67 | 71.76 | 52.51 | 3.962e-15 | 0.033706 | 0.02257 | 0.12681 | 0 | 0.13421 | 0.28411 | 0.30364 | 0.020387 | 0.92544 | 0.18308 | BEMCmpMgr 2019.0.11 Alpha (1312) | CSE19 0.860.0 EXE | MPCBECC | Propane | -0.22435 | -0.22353 | -89.5 | -36.7 | 2484.41 | 2.9447 | 197.656 | 2833.66 | 0 | 0 | 0 | 0 | 505.557 | 1965.81 | 2025.88 | 119.621 | 10135.5 | 0 | 0 | 0 | 0 | 0 | 29.92 | 0.63 | 2.61 | 38.62 | 0 | 0 | 0 | 0 | 7.54 | 27.35 | 27.64 | 1.67 | 135.98 | 3.962e-15 | 0.037346 | 0.02257 | 0.3467 | 0 | 0 | 0 | 0 | 0.13421 | 0.28493 | 0.30364 | 0.020387 | 1.1498 | 4491.96 | 69.5 | 197.656 | 2958.54 | 2135 | 2349 | 2531 | 297.5 | 15030.2 | 0 | 0 | 0 | 0 | 54.04 | 8.64 | 2.61 | 40.26 | 32.51 | 32.06 | 35.01 | 4.4 | 209.53 | 54.04 | 8.64 | 2.61 | 40.26 | 32.51 | 32.06 | 35.01 | 4.4 | 209.53 | 3.962e-15 | 0.37374 | 0.02257 | 0.35141 | 0.62343 | 0.35042 | 0.41447 | 0.06293 | 2.199 | 64.9 | 0 | 64.9 | 55.7 | 21.5 | 34.2 | 71.78 | 0 | 52.51 | 0 | 71.78 | 0 | 105.55 | 0 | [5 empty] | 4011.88 | 2.5629 | 0 | 0 | 2.03 | 0.33 | 0.28 | 1.15 |  |  | 520.428 | 0.80387 | 39.438 | 545.786 | 0 | 0 | 0 | 0 | 109.703 | 370.573 | 413.965 | 26.1987 | 2026.9 | 0 | 0 | 0 | 0 | 0 | 555.58 | 0.73052 | 39.438 | 250.507 | -613.53 | 109.703 | 369.528 | 413.965 | 26.1987 | 1152.12 | 0 | 0 | 0 | 0 | 935.694 | 17.7594 | 39.438 | 569.338 | 463.08 | 480.24 | 522.633 | 71.4714 | 3099.65 | 0 | 0 | 0 | 0
2019-04-14 13:09 | RIBD\ED9\ED9_CZ02_2100_NGAS.RIBD19 | v30 02 S21 G20 M01 | 2 | 1 | 2100 | Proposed and Standard | FAIL | 0.93 | 0.4 | -21.1 | 46.9 | 163.981 | 3.132 | 197.656 | 0 | 0 | 0 | 0 | 0 | 505.557 | 913.729 | 2025.88 | 119.621 | 3929.56 | 364.769 | 241.992 | 120.837 | 0 | 42.7925 | 405.621 | 362.828 | 27.14 | 0.68 | 2.61 | 11.44 | 0 | 0 | 0 | 0 | 7.54 | 16.74 | 27.64 | 1.67 | 95.46 | 41.87 | 0 | 0.039827 | 0.02257 | 0 | 0 | 0 | 0 | 0 | 0.13421 | 0.13751 | 0.30364 | 0.020387 | 0.65815 | 0.062397 | 162.402 | 2.9831 | 197.656 | 85.2288 | -4013.08 | 505.557 | 913.746 | 2025.88 | 119.621 | -0.00023125 | 448.27 | 239.663 | 121.479 | 42.7925 | 403.934 | 361.141 | 26.88 | 0.64 | 2.61 | 12.67 | -43.83 | 7.54 | 16.74 | 27.64 | 1.67 | 52.56 | 42.8 | 0 | 0.037834 | 0.02257 | 0.014324 | 0 | 0.13421 | 0.1375 | 0.30364 | 0.020387 | 0.67047 | 0.074728 | BEMCmpMgr 2019.0.11 Alpha (1312) | CSE19 0.860.0 EXE | MPCBECC | Natural Gas | 0.012322 | 0.012331 | -81.6 | 2.2 | 163.981 | 3.132 | 197.656 | 0 | 0 | 0 | 0 | 0 | 505.557 | 913.729 | 2025.88 | 119.621 | 3929.56 | 241.992 | 120.837 | 0 | 42.7925 | 405.621 | 27.14 | 0.68 | 2.61 | 11.44 | 0 | 0 | 0 | 0 | 7.54 | 16.74 | 27.64 | 1.67 | 95.46 | 0 | 0.039827 | 0.02257 | 0 | 0 | 0 | 0 | 0 | 0.13421 | 0.13751 | 0.30364 | 0.020387 | 0.65815 | 503.35 | 74.7068 | 197.656 | 0 | 2135 | 930.001 | 2637.81 | 297.5 | 6776.02 | 418.908 | 175.541 | 65.4 | 659.849 | 53.7853 | 9.07 | 2.61 | 41.55 | 32.51 | 23.2195 | 36.49 | 4.4 | 203.635 | 49.49 | 9.07 | 2.61 | 16.62 | 32.51 | 18.58 | 36.49 | 4.4 | 169.77 | 0 | 0.39174 | 0.02257 | 0 | 0.62343 | 0.11804 | 0.43196 | 0.06293 | 1.6507 | 46.9 | 0 | 46.9 | 47.3 | 21.5 | 25.8 | 5.27 | 36.6 | 6.39 | 36.41 | 5.27 | 36.6 | 17.74 | 89.2753 | [5 empty] | 4014.25 | 2.5645 | 0 | 0 | 2.96 | 0.24 | 0.38 | 2.35 |  |  | 32.9563 | 0.8549 | 39.438 | 0 | 0 | 0 | 0 | 0 | 109.703 | 179.65 | 413.965 | 26.1987 | 802.767 | 1284.26 | 641.283 | 0 | 227.101 | 2152.64 | 32.6451 | 0.81375 | 39.438 | 16.6741 | -613.893 | 109.703 | 179.654 | 413.965 | 26.1987 | 205.199 | 1271.9 | 644.691 | 227.101 | 2143.69 | 104.057 | 19.0428 | 39.438 | 0 | 463.08 | 187.226 | 544.689 | 71.4714 | 1429.01 | 2223.16 | 931.599 | 347.08 | 3501.84
2019-04-14 13:09 | RIBD\ED9\ED9_CZ02_2700_ELEC.RIBD19 | v30 02 S27 G20 M02 | 2 | 1 | 2700 | Proposed and Standard | FAIL | -18.01 | -9 | -29.3 | 61 | 2681.49 | 29.2334 | 245.329 | 3175.42 | 0 | 0 | 0 | 0 | 615.745 | 2219.56 | 2371.31 | 151.515 | 11489.6 | 6131.47 | 0 | 0 | 0 | 0 | 0 | 0 | 25.13 | 3.28 | 2.52 | 33.78 | 0 | 0 | 0 | 0 | 7.14 | 24.11 | 25.15 | 1.64 | 122.75 | 64.71 | 3.962e-15 | 0.18567 | 0.028014 | 0.44203 | 0 | 0 | 0 | 0 | 0.16346 | 0.47271 | 0.35412 | 0.025823 | 1.6718 | 0.65572 | 2773.6 | 27.7635 | 245.329 | 1499.23 | -4700.05 | 615.745 | 2211.12 | 2371.31 | 151.515 | 5195.56 | 4545.92 | 0 | 0 | 0 | 0 | 0 | 25.99 | 3.2 | 2.52 | 14.99 | -40.87 | 7.14 | 24.02 | 25.15 | 1.64 | 63.78 | 46.7 | 3.962e-15 | 0.18704 | 0.028014 | 0.11762 | 0 | 0.16346 | 0.47176 | 0.35412 | 0.025823 | 1.3478 | 0.33267 | BEMCmpMgr 2019.0.11 Alpha (1312) | CSE19 0.860.0 EXE | MPCBECC | Propane | -0.32399 | -0.32304 | -92.5 | -38.6 | 2681.49 | 29.2334 | 245.329 | 3175.42 | 0 | 0 | 0 | 0 | 615.745 | 2219.56 | 2371.31 | 151.515 | 11489.6 | 0 | 0 | 0 | 0 | 0 | 25.13 | 3.28 | 2.52 | 33.78 | 0 | 0 | 0 | 0 | 7.14 | 24.11 | 25.15 | 1.64 | 122.75 | 3.962e-15 | 0.18567 | 0.028014 | 0.44203 | 0 | 0 | 0 | 0 | 0.16346 | 0.47271 | 0.35412 | 0.025823 | 1.6718 | 5651.32 | 203.111 | 245.329 | 3300.84 | 2615 | 2596 | 3146.01 | 327.5 | 18085.1 | 0 | 0 | 0 | 0 | 52.89 | 14.52 | 2.52 | 35.23 | 30.97 | 27.59 | 33.85 | 3.77 | 201.34 | 52.89 | 14.52 | 2.52 | 35.23 | 30.97 | 27.59 | 33.85 | 3.77 | 201.34 | 3.962e-15 | 0.74852 | 0.028014 | 0.52591 | 0.76359 | 0.38997 | 0.51519 | 0.069276 | 3.0405 | 61 | 0 | 61 | 52 | 20.3 | 31.7 | 64.71 | 0 | 46.7 | 0 | 64.71 | 0 | 105.16 | 0 | [5 empty] | 4701.43 | 3.0035 | 0 | 0 | 2.32 | 0.39 | 0.33 | 1.29 |  |  | 565.114 | 7.5851 | 48.9503 | 617.915 | 0 | 0 | 0 | 0 | 133.613 | 428.003 | 484.438 | 33.1839 | 2318.8 | 0 | 0 | 0 | 0 | 0 | 584.606 | 7.2241 | 48.9503 | 288.455 | -718.981 | 133.613 | 426.364 | 484.438 | 33.1839 | 1287.85 | 0 | 0 | 0 | 0 | 1183.14 | 50.6499 | 48.9503 | 639.71 | 567.192 | 531.119 | 649.628 | 78.6786 | 3749.06 | 0 | 0 | 0 | 0
2019-04-14 13:09 | RIBD\ED9\ED9_CZ02_2700_NGAS.RIBD19 | v30 02 S27 G20 M01 | 2 | 1 | 2700 | Proposed and Standard | FAIL | 0.35 | 0.2 | -20.4 | 44.7 | 173.534 | 29.9457 | 245.329 | 0 | 0 | 0 | 0 | 0 | 615.745 | 1031.26 | 2371.31 | 151.515 | 4618.64 | 448.809 | 256.09 | 136.258 | 0 | 48.2342 | 440.583 | 392.348 | 22.38 | 3.34 | 2.52 | 10.01 | 0 | 0 | 0 | 0 | 7.14 | 14.65 | 25.15 | 1.64 | 86.83 | 38.25 | 0 | 0.18814 | 0.028014 | 0 | 0 | 0 | 0 | 0 | 0.16346 | 0.17413 | 0.35412 | 0.025823 | 0.93368 | 0.21615 | 170.447 | 28.8836 | 245.329 | 87.7549 | -4702.33 | 615.745 | 1031.34 | 2371.31 | 151.515 | -0.00059086 | 532.415 | 251.534 | 134.856 | 48.2342 | 434.625 | 386.39 | 21.99 | 3.25 | 2.52 | 10.84 | -39.94 | 7.14 | 14.65 | 25.15 | 1.64 | 47.24 | 38.6 | 0 | 0.18499 | 0.028014 | 0.012978 | 0 | 0.16346 | 0.17412 | 0.35412 | 0.025823 | 0.9435 | 0.22598 | BEMCmpMgr 2019.0.11 Alpha (1312) | CSE19 0.860.0 EXE | MPCBECC | Natural Gas | 0.0098161 | 0.0098239 | -83.8 | 0.9 | 173.534 | 29.9457 | 245.329 | 0 | 0 | 0 | 0 | 0 | 615.745 | 1031.26 | 2371.31 | 151.515 | 4618.64 | 256.09 | 136.258 | 0 | 48.2342 | 440.583 | 22.38 | 3.34 | 2.52 | 10.01 | 0 | 0 | 0 | 0 | 7.14 | 14.65 | 25.15 | 1.64 | 86.83 | 0 | 0.18814 | 0.028014 | 0 | 0 | 0 | 0 | 0 | 0.16346 | 0.17413 | 0.35412 | 0.025823 | 0.93368 | 629.371 | 212.518 | 245.329 | 0 | 2615 | 989.001 | 3267.2 | 327.5 | 8285.92 | 523.788 | 189.755 | 73.4 | 786.943 | 52.3076 | 14.97 | 2.52 | 34.85 | 30.97 | 19.7211 | 35.15 | 3.77 | 194.259 | 48.13 | 14.97 | 2.52 | 13.94 | 30.97 | 15.67 | 35.15 | 3.77 | 165.12 | 0 | 0.77399 | 0.028014 | 0 | 0.76359 | 0.12681 | 0.53503 | 0.069276 | 2.2967 | 44.7 | 0 | 44.7 | 44.9 | 20.6 | 24.3 | 7.49 | 30.76 | 8.31 | 30.29 | 7.49 | 30.76 | 23.38 | 81.2676 | [5 empty] | 4703.7 | 3.0049 | 0 | 0 | 3.29 | 0.28 | 0.44 | 2.55 |  |  | 35.1344 | 7.7627 | 48.9503 | 0 | 0 | 0 | 0 | 0 | 133.613 | 204.758 | 484.438 | 33.1839 | 947.841 | 1359.08 | 723.127 | 0 | 255.98 | 2338.19 | 34.5167 | 7.4912 | 48.9503 | 17.1886 | -719.33 | 133.613 | 204.773 | 484.438 | 33.1839 | 244.826 | 1334.9 | 715.685 | 255.98 | 2306.57 | 130.854 | 52.9809 | 48.9503 | 0 | 567.192 | 199.284 | 674.652 | 78.6786 | 1752.59 | 2779.76 | 1007.04 | 389.536 | 4176.33
2019-04-14 13:10 | RIBD\ED9\ED9_CZ02_6960_ELEC.RIBD19 | v30 02 S69 G15 M02 | 2 | 8 | 6960 | Proposed and Standard | FAIL | -30.9 | -12 | -40.8 | 75 | 3870.65 | 472.7 | 785.772 | 14844.2 | 0 | 0 | 0 | 0 | 2033.7 | 11883.3 | 12062 | 433.914 | 46386.2 | 19973.4 | 0 | 0 | 0 | 0 | 0 | 0 | 14.03 | 9.31 | 3.13 | 58.81 | 0 | 0 | 0 | 0 | 9.15 | 47.8 | 49.71 | 1.83 | 193.77 | 85.28 | 3.1696e-14 | 1.4427 | 0.089726 | 1.348 | 0 | 0 | 0 | 0 | 0.53989 | 1.4219 | 1.8235 | 0.073953 | 6.7396 | 2.8805 | 5454.99 | 386.807 | 785.772 | 6145.37 | -21778.1 | 2033.7 | 11839.4 | 12062 | 433.914 | 17363.8 | 12772.9 | 0 | 0 | 0 | 0 | 0 | 19.74 | 8.32 | 3.13 | 23.19 | -74.39 | 9.15 | 47.62 | 49.71 | 1.83 | 88.3 | 54.38 | 3.1696e-14 | 1.2148 | 0.089726 | 0.30153 | 0 | 0.53989 | 1.414 | 1.8235 | 0.073953 | 5.4574 | 1.6061 | BEMCmpMgr 2019.0.11 Alpha (1312) | CSE19 0.860.0 EXE | MPCBECC | Propane | -1.2822 | -1.2744 | -119.4 | -56.8 | 3870.65 | 472.7 | 785.772 | 14844.2 | 0 | 0 | 0 | 0 | 2033.7 | 11883.3 | 12062 | 433.914 | 46386.2 | 0 | 0 | 0 | 0 | 0 | 14.03 | 9.31 | 3.13 | 58.81 | 0 | 0 | 0 | 0 | 9.15 | 47.8 | 49.71 | 1.83 | 193.77 | 3.1696e-14 | 1.4427 | 0.089726 | 1.348 | 0 | 0 | 0 | 0 | 0.53989 | 1.4219 | 1.8235 | 0.073953 | 6.7396 | 9794.53 | 1226.98 | 785.772 | 15686.8 | 5894.96 | 15077.5 | 10697.7 | 540.499 | 59704.8 | 0 | 0 | 0 | 0 | 35.54 | 21.66 | 3.13 | 61.81 | 27.08 | 61.93 | 44.65 | 2.41 | 258.21 | 35.54 | 21.66 | 3.13 | 61.81 | 27.08 | 61.93 | 44.65 | 2.41 | 258.21 | 3.1696e-14 | 3.2816 | 0.089726 | 1.2893 | 1.7213 | 2.2058 | 1.7518 | 0.11433 | 10.4538 | 75 | 0 | 75 | 63 | 28.8 | 34.2 | 85.28 | 0 | 54.38 | 0 | 85.28 | 0 | 122.14 | 0 | [5 empty] | 21784.5 | 13.9169 | 0 | 0 | 9.11 | 2.07 | 1.26 | 4.39 |  |  | 806.433 | 117.318 | 156.784 | 2810.39 | 0 | 0 | 0 | 0 | 441.303 | 2212.04 | 2466.05 | 95.0332 | 9105.36 | 0 | 0 | 0 | 0 | 0 | 1110.54 | 96.5704 | 156.784 | 1156.97 | -3331.47 | 441.303 | 2203.12 | 2466.05 | 95.0332 | 4394.9 | 0 | 0 | 0 | 0 | 2046.18 | 298.834 | 156.784 | 2980.43 | 1278.61 | 3076.41 | 2209.01 | 129.849 | 12176.1 | 0 | 0 | 0 | 0
2019-04-14 13:09 | RIBD\ED9\ED9_CZ02_6960_NGAS.RIBD19 | v30 02 S69 G15 M01 | 2 | 8 | 6960 | Proposed and Standard | FAIL | 3.21 | 1.3 | -29 | 54.7 | 192.272 | 467.463 | 785.772 | 0 | 0 | 0 | 0 | 0 | 2033.7 | 5257.17 | 12062 | 433.914 | 21232.3 | 1445.51 | 283.742 | 620.299 | 0 | 271.564 | 1175.6 | 904.041 | 9.68 | 9.23 | 3.13 | 17.7 | 0 | 0 | 0 | 0 | 9.15 | 28.94 | 49.71 | 1.83 | 129.37 | 39.74 | 0 | 1.4261 | 0.089726 | 0 | 0 | 0 | 0 | 0 | 0.53989 | 0.65717 | 1.8235 | 0.073953 | 4.6103 | 1.5158 | 192.272 | 467.463 | 785.772 | 549.188 | -21781.4 | 2033.7 | 5257.17 | 12062 | 433.914 | -0.0016565 | 1994.69 | 283.742 | 656.66 | 271.564 | 1211.97 | 940.402 | 9.68 | 9.23 | 3.13 | 20.91 | -71.89 | 9.15 | 28.94 | 49.71 | 1.83 | 60.69 | 42.95 | 0 | 1.4261 | 0.089726 | 0.065314 | 0 | 0.53989 | 0.65717 | 1.8235 | 0.073953 | 4.6756 | 1.5811 | BEMCmpMgr 2019.0.11 Alpha (1312) | CSE19 0.860.0 EXE | MPCBECC | Natural Gas | 0.065314 | 0.065314 | -113.2 | 7.5 | 192.272 | 467.463 | 785.772 | 0 | 0 | 0 | 0 | 0 | 2033.7 | 5257.17 | 12062 | 433.914 | 21232.3 | 283.742 | 620.299 | 0 | 271.564 | 1175.6 | 9.68 | 9.23 | 3.13 | 17.7 | 0 | 0 | 0 | 0 | 9.15 | 28.94 | 49.71 | 1.83 | 129.37 | 0 | 1.4261 | 0.089726 | 0 | 0 | 0 | 0 | 0 | 0.53989 | 0.65717 | 1.8235 | 0.073953 | 4.6103 | 1065.98 | 1159.17 | 785.772 | 0 | 5894.96 | 6547.68 | 10697.7 | 540.499 | 26691.8 | 887.148 | 1070.1 | 291.124 | 2248.37 | 35.2296 | 20.67 | 3.13 | 62.3265 | 27.08 | 41.08 | 44.65 | 2.41 | 236.576 | 31.78 | 20.67 | 3.13 | 30.54 | 27.08 | 34.59 | 44.65 | 2.41 | 194.85 | 0 | 3.1435 | 0.089726 | 0 | 1.7213 | 0.80892 | 1.7518 | 0.11433 | 7.6296 | 54.7 | 0 | 54.7 | 56 | 30.3 | 25.7 | 13.06 | 26.68 | 15.26 | 27.69 | 13.06 | 26.68 | 27.67 | 93.6861 | [5 empty] | 21787.8 | 13.919 | 0 | 0 | 10.58 | 1.33 | 2 | 7.55 |  |  | 38.329 | 116.035 | 156.784 | 0 | 0 | 0 | 0 | 0 | 441.303 | 1027.91 | 2466.05 | 95.0332 | 4341.44 | 1505.83 | 3291.95 | 0 | 1441.2 | 6238.97 | 38.329 | 116.035 | 156.784 | 106.866 | -3331.98 | 441.303 | 1027.91 | 2466.05 | 95.0332 | 1116.33 | 1505.83 | 3484.92 | 1441.2 | 6431.94 | 221.204 | 282.5 | 156.784 | 0 | 1278.61 | 1315.06 | 2209.01 | 129.849 | 5593.01 | 4708.12 | 5679.04 | 1545 | 11932.2
2019-04-14 13:09 | RIBD\ED9\ED9_CZ03_2100_ELEC.RIBD19 | v30 03 S21 G20 M02 | 3 | 1 | 2100 | Proposed and Standard | FAIL | -16.42 | -8.6 | -31.4 | 66 | 1655.76 | 0 | 197.656 | 2847.65 | 0 | 0 | 0 | 0 | 505.557 | 1954.61 | 2025.88 | 119.621 | 9306.74 | 4701.06 | 0 | 0 | 0 | 0 | 0 | 0 | 20.8 | 0 | 2.63 | 39.05 | 0 | 0 | 0 | 0 | 7.74 | 26.4 | 27.98 | 1.72 | 126.32 | 62.48 | 0 | 0 | 0.02257 | 0.36486 | 0 | 0 | 0 | 0 | 0.13421 | 0.27892 | 0.30364 | 0.020387 | 1.1246 | 0.38743 | 2073.92 | 0 | 197.656 | 1320.6 | -3954.18 | 505.557 | 1949.5 | 2025.88 | 119.621 | 4238.55 | 3592.18 | 0 | 0 | 0 | 0 | 0 | 25.99 | 0 | 2.63 | 17.44 | -43.56 | 7.74 | 26.33 | 27.98 | 1.72 | 66.27 | 46.06 | 0 | 0 | 0.02257 | 0.12642 | 0 | 0.13421 | 0.27825 | 0.30364 | 0.020387 | 0.88548 | 0.14899 | BEMCmpMgr 2019.0.11 Alpha (1312) | CSE19 0.860.0 EXE | MPCBECC | Propane | -0.23912 | -0.23844 | -90.6 | -35.6 | 1655.76 | 0 | 197.656 | 2847.65 | 0 | 0 | 0 | 0 | 505.557 | 1954.61 | 2025.88 | 119.621 | 9306.74 | 0 | 0 | 0 | 0 | 0 | 20.8 | 0 | 2.63 | 39.05 | 0 | 0 | 0 | 0 | 7.74 | 26.4 | 27.98 | 1.72 | 126.32 | 0 | 0 | 0.02257 | 0.36486 | 0 | 0 | 0 | 0 | 0.13421 | 0.27892 | 0.30364 | 0.020387 | 1.1246 | 3418.63 | 0 | 197.656 | 2975.36 | 2135 | 2349 | 2531 | 297.5 | 13904.1 | 0 | 0 | 0 | 0 | 42.68 | 0 | 2.63 | 40.68 | 33.02 | 32.29 | 35.27 | 4.81 | 191.38 | 42.68 | 0 | 2.63 | 40.68 | 33.02 | 32.29 | 35.27 | 4.81 | 191.38 | 0 | 0 | 0.02257 | 0.36505 | 0.62343 | 0.35042 | 0.41447 | 0.06293 | 1.8389 | 66 | 0 | 66 | 57.4 | 22.8 | 34.6 | 62.48 | 0 | 46.06 | 0 | 62.48 | 0 | 85.99 | 0 | [5 empty] | 3955.34 | 2.5051 | 0 | 0 | 1.86 | 0.31 | 0.29 | 1.05 |  |  | 355.003 | 0 | 39.438 | 549.507 | 0 | 0 | 0 | 0 | 109.703 | 367.984 | 413.965 | 26.1987 | 1861.8 | 0 | 0 | 0 | 0 | 0 | 445.528 | 0 | 39.438 | 248.11 | -600.944 | 109.703 | 367.004 | 413.965 | 26.1987 | 1049 | 0 | 0 | 0 | 0 | 720.991 | 0 | 39.438 | 573.491 | 463.08 | 480.24 | 522.633 | 71.4714 | 2871.34 | 0 | 0 | 0 | 0
2019-04-14 13:09 | RIBD\ED9\ED9_CZ03_2100_NGAS.RIBD19 | v30 03 S21 G20 M01 | 3 | 1 | 2100 | Proposed and Standard | FAIL | 0.98 | 0.6 | -22.5 | 47.6 | 121.188 | 0 | 197.656 | 0 | 0 | 0 | 0 | 0 | 505.557 | 902.708 | 2025.88 | 119.621 | 3872.61 | 318.844 | 178.832 | 121.285 | 0 | 42.7925 | 342.909 | 300.116 | 20.23 | 0 | 2.63 | 11.46 | 0 | 0 | 0 | 0 | 7.74 | 16.38 | 27.98 | 1.72 | 88.14 | 34.32 | 0 | 0 | 0.02257 | 0 | 0 | 0 | 0 | 0 | 0.13421 | 0.13149 | 0.30364 | 0.020387 | 0.6123 | 0.02257 | 119.847 | 0 | 197.656 | 85.2288 | -3956.56 | 505.557 | 902.764 | 2025.88 | 119.621 | -0.00061364 | 402.732 | 176.853 | 121.86 | 42.7925 | 341.506 | 298.713 | 20 | 0 | 2.63 | 12.67 | -42.61 | 7.74 | 16.38 | 27.98 | 1.72 | 46.51 | 35.3 | 0 | 0 | 0.02257 | 0.014324 | 0 | 0.13421 | 0.13148 | 0.30364 | 0.020387 | 0.62662 | 0.036894 | BEMCmpMgr 2019.0.11 Alpha (1312) | CSE19 0.860.0 EXE | MPCBECC | Natural Gas | 0.014321 | 0.014324 | -89.5 | 2.8 | 121.188 | 0 | 197.656 | 0 | 0 | 0 | 0 | 0 | 505.557 | 902.708 | 2025.88 | 119.621 | 3872.61 | 178.832 | 121.285 | 0 | 42.7925 | 342.909 | 20.23 | 0 | 2.63 | 11.46 | 0 | 0 | 0 | 0 | 7.74 | 16.38 | 27.98 | 1.72 | 88.14 | 0 | 0 | 0.02257 | 0 | 0 | 0 | 0 | 0 | 0.13421 | 0.13149 | 0.30364 | 0.020387 | 0.6123 | 435.89 | 0 | 197.656 | 0 | 2135 | 930.001 | 2637.81 | 297.5 | 6633.86 | 362.745 | 176.065 | 65.4 | 604.21 | 42.95 | 0 | 2.63 | 41.575 | 33.02 | 23.3095 | 36.76 | 4.81 | 185.054 | 42.95 | 0 | 2.63 | 16.63 | 33.02 | 18.67 | 36.76 | 4.81 | 155.47 | 0 | 0 | 0.02257 | 0 | 0.62343 | 0.11804 | 0.43196 | 0.06293 | 1.2589 | 47.6 | 0 | 47.6 | 48.2 | 23.1 | 25.1 | 4.18 | 30.14 | 5.33 | 29.97 | 4.18 | 30.14 | 8.08 | 79.075 | [5 empty] | 3957.72 | 2.5066 | 0 | 0 | 2.61 | 0.23 | 0.37 | 2.02 |  |  | 25.2746 | 0 | 39.438 | 0 | 0 | 0 | 0 | 0 | 109.703 | 177.108 | 413.965 | 26.1987 | 791.688 | 949.066 | 643.662 | 0 | 227.101 | 1819.83 | 24.9998 | 0 | 39.438 | 16.6741 | -601.306 | 109.703 | 177.12 | 413.965 | 26.1987 | 206.793 | 938.566 | 646.715 | 227.101 | 1812.38 | 91.2903 | 0 | 39.438 | 0 | 463.08 | 187.226 | 544.689 | 71.4714 | 1397.2 | 1925.1 | 934.383 | 347.08 | 3206.56
2019-04-14 13:09 | RIBD\ED9\ED9_CZ03_2700_ELEC.RIBD19 | v30 03 S27 G20 M02 | 3 | 1 | 2700 | Proposed and Standard | FAIL | -16.51 | -9.4 | -31.7 | 63.5 | 1649.36 | 0 | 245.329 | 3194.37 | 0 | 0 | 0 | 0 | 615.745 | 2207.3 | 2371.31 | 151.515 | 10434.9 | 5089.07 | 0 | 0 | 0 | 0 | 0 | 0 | 16.12 | 0 | 2.54 | 34.87 | 0 | 0 | 0 | 0 | 7.34 | 24.24 | 25.46 | 1.7 | 112.27 | 53.53 | 0 | 0 | 0.028014 | 0.62 | 0 | 0 | 0 | 0 | 0.16346 | 0.4655 | 0.35412 | 0.025823 | 1.6569 | 0.64801 | 1959.86 | 0 | 245.329 | 1510.1 | -4603.43 | 615.745 | 2199.31 | 2371.31 | 151.515 | 4449.73 | 3715.29 | 0 | 0 | 0 | 0 | 0 | 19.11 | 0 | 2.54 | 15.37 | -39.43 | 7.34 | 24.16 | 25.46 | 1.7 | 56.25 | 37.02 | 0 | 0 | 0.028014 | 0.14011 | 0 | 0.16346 | 0.46461 | 0.35412 | 0.025823 | 1.1761 | 0.16813 | BEMCmpMgr 2019.0.11 Alpha (1312) | CSE19 0.860.0 EXE | MPCBECC | Propane | -0.48077 | -0.47988 | -99.6 | -44.6 | 1649.36 | 0 | 245.329 | 3194.37 | 0 | 0 | 0 | 0 | 615.745 | 2207.3 | 2371.31 | 151.515 | 10434.9 | 0 | 0 | 0 | 0 | 0 | 16.12 | 0 | 2.54 | 34.87 | 0 | 0 | 0 | 0 | 7.34 | 24.24 | 25.46 | 1.7 | 112.27 | 0 | 0 | 0.028014 | 0.62 | 0 | 0 | 0 | 0 | 0.16346 | 0.4655 | 0.35412 | 0.025823 | 1.6569 | 4183.9 | 0 | 245.329 | 3321.46 | 2615 | 2596 | 3146.01 | 327.5 | 16435.2 | 0 | 0 | 0 | 0 | 40.63 | 0 | 2.54 | 36.3 | 31.45 | 27.78 | 34.1 | 4.12 | 176.92 | 40.63 | 0 | 2.54 | 36.3 | 31.45 | 27.78 | 34.1 | 4.12 | 176.92 | 0 | 0 | 0.028014 | 0.66572 | 0.76359 | 0.38997 | 0.51519 | 0.069276 | 2.4318 | 63.5 | 0 | 63.5 | 54.1 | 22.3 | 31.8 | 53.53 | 0 | 37.02 | 0 | 53.53 | 0 | 79.47 | 0 | [5 empty] | 4604.78 | 2.9164 | 0 | 0 | 2.1 | 0.37 | 0.33 | 1.14 |  |  | 354.871 | 0 | 48.9503 | 622.774 | 0 | 0 | 0 | 0 | 133.613 | 425.133 | 484.438 | 33.1839 | 2102.96 | 0 | 0 | 0 | 0 | 0 | 422.311 | 0 | 48.9503 | 291.804 | -699.615 | 133.613 | 423.588 | 484.438 | 33.1839 | 1138.27 | 0 | 0 | 0 | 0 | 886.549 | 0 | 48.9503 | 646.331 | 567.192 | 531.119 | 649.628 | 78.6786 | 3408.45 | 0 | 0 | 0 | 0
2019-04-14 13:09 | RIBD\ED9\ED9_CZ03_2700_NGAS.RIBD19 | v30 03 S27 G20 M01 | 3 | 1 | 2700 | Proposed and Standard | FAIL | 0.45 | 0.3 | -22.6 | 45.6 | 117.28 | 0 | 245.329 | 0 | 0 | 0 | 0 | 0 | 615.745 | 1019.35 | 2371.31 | 151.515 | 4520.53 | 362.61 | 173.065 | 136.96 | 0 | 48.2342 | 358.26 | 310.025 | 15.29 | 0 | 2.54 | 10.04 | 0 | 0 | 0 | 0 | 7.34 | 14.59 | 25.46 | 1.7 | 76.96 | 27.87 | 0 | 0 | 0.028014 | 0 | 0 | 0 | 0 | 0 | 0.16346 | 0.1669 | 0.35412 | 0.025823 | 0.73832 | 0.028014 | 114.535 | 0 | 245.329 | 87.7549 | -4605.71 | 615.745 | 1019.52 | 2371.31 | 151.515 | -0.00067302 | 447.619 | 169.014 | 135.453 | 48.2342 | 352.701 | 304.467 | 14.93 | 0 | 2.54 | 10.85 | -38.58 | 7.34 | 14.59 | 25.46 | 1.7 | 38.83 | 28.32 | 0 | 0 | 0.028014 | 0.012978 | 0 | 0.16346 | 0.1669 | 0.35412 | 0.025823 | 0.7513 | 0.040992 | BEMCmpMgr 2019.0.11 Alpha (1312) | CSE19 0.860.0 EXE | MPCBECC | Natural Gas | 0.012977 | 0.012978 | -98.2 | 1.6 | 117.28 | 0 | 245.329 | 0 | 0 | 0 | 0 | 0 | 615.745 | 1019.35 | 2371.31 | 151.515 | 4520.53 | 173.065 | 136.96 | 0 | 48.2342 | 358.26 | 15.29 | 0 | 2.54 | 10.04 | 0 | 0 | 0 | 0 | 7.34 | 14.59 | 25.46 | 1.7 | 76.96 | 0 | 0 | 0.028014 | 0 | 0 | 0 | 0 | 0 | 0.16346 | 0.1669 | 0.35412 | 0.025823 | 0.73832 | 527.596 | 0 | 245.329 | 0 | 2615 | 989.001 | 3267.2 | 327.5 | 7971.62 | 439.063 | 190.519 | 73.4 | 702.981 | 40.46 | 0 | 2.54 | 34.9 | 31.45 | 19.7811 | 35.41 | 4.12 | 168.661 | 40.46 | 0 | 2.54 | 13.96 | 31.45 | 15.73 | 35.41 | 4.12 | 143.67 | 0 | 0 | 0.028014 | 0 | 0.76359 | 0.12681 | 0.53503 | 0.069276 | 1.5227 | 45.6 | 0 | 45.6 | 45.9 | 22.9 | 23 | 3.71 | 24.16 | 4.61 | 23.71 | 3.71 | 24.16 | 7.67 | 70.23 | [5 empty] | 4607.06 | 2.9179 | 0 | 0 | 2.83 | 0.27 | 0.43 | 2.12 |  |  | 24.5711 | 0 | 48.9503 | 0 | 0 | 0 | 0 | 0 | 133.613 | 201.969 | 484.438 | 33.1839 | 926.726 | 918.463 | 726.852 | 0 | 255.98 | 1901.29 | 24.0006 | 0 | 48.9503 | 17.1886 | -699.962 | 133.613 | 202.002 | 484.438 | 33.1839 | 243.415 | 896.962 | 718.854 | 255.98 | 1871.8 | 111.053 | 0 | 48.9503 | 0 | 567.192 | 199.284 | 674.652 | 78.6786 | 1679.81 | 2330.12 | 1011.09 | 389.536 | 3730.75
2019-04-14 13:09 | RIBD\ED9\ED9_CZ03_6960_ELEC.RIBD19 | v30 03 S69 G15 M02 | 3 | 8 | 6960 | Proposed and Standard | FAIL | -30.13 | -13 | -43.9 | 77.8 | 1837.91 | 72.5624 | 785.772 | 14915.5 | 0 | 0 | 0 | 0 | 2033.7 | 11836.9 | 12062 | 433.914 | 43978.2 | 17611.7 | 0 | 0 | 0 | 0 | 0 | 0 | 6.87 | 1.5 | 3.15 | 60.15 | 0 | 0 | 0 | 0 | 9.4 | 47.01 | 50.34 | 1.88 | 180.3 | 71.67 | 0 | 0.36242 | 0.089726 | 1.4736 | 0 | 0 | 0 | 0 | 0.53989 | 1.4033 | 1.8235 | 0.073953 | 5.7663 | 1.9257 | 1957.3 | 71.73 | 785.772 | 7711.65 | -21240.2 | 2033.7 | 11828.9 | 12062 | 433.914 | 15644.7 | 10526.5 | 0 | 0 | 0 | 0 | 0 | 7.32 | 1.51 | 3.15 | 29.56 | -71.6 | 9.4 | 46.98 | 50.34 | 1.88 | 78.54 | 41.54 | 0 | 0.36961 | 0.089726 | 0.35785 | 0 | 0.53989 | 1.4023 | 1.8235 | 0.073953 | 4.6568 | 0.81719 | BEMCmpMgr 2019.0.11 Alpha (1312) | CSE19 0.860.0 EXE | MPCBECC | Propane | -1.1095 | -1.1085 | -129.6 | -72.5 | 1837.91 | 72.5624 | 785.772 | 14915.5 | 0 | 0 | 0 | 0 | 2033.7 | 11836.9 | 12062 | 433.914 | 43978.2 | 0 | 0 | 0 | 0 | 0 | 6.87 | 1.5 | 3.15 | 60.15 | 0 | 0 | 0 | 0 | 9.4 | 47.01 | 50.34 | 1.88 | 180.3 | 0 | 0.36242 | 0.089726 | 1.4736 | 0 | 0 | 0 | 0 | 0.53989 | 1.4033 | 1.8235 | 0.073953 | 5.7663 | 6648.93 | 81.9552 | 785.772 | 15796.2 | 5894.96 | 15077.5 | 10697.7 | 540.499 | 55523.6 | 0 | 0 | 0 | 0 | 24.96 | 2.1 | 3.15 | 63.99 | 27.51 | 62.36 | 44.98 | 2.64 | 231.69 | 24.96 | 2.1 | 3.15 | 63.99 | 27.51 | 62.36 | 44.98 | 2.64 | 231.69 | 0 | 0.51654 | 0.089726 | 1.6236 | 1.7213 | 2.2058 | 1.7518 | 0.11433 | 8.0232 | 77.8 | 0 | 77.8 | 64.8 | 30.9 | 33.9 | 71.67 | 0 | 41.54 | 0 | 71.67 | 0 | 94.2 | 0 | [5 empty] | 21246.5 | 13.4564 | 0 | 0 | 8.6 | 1.99 | 1.23 | 4.04 |  |  | 389.51 | 18.0805 | 156.784 | 2832.72 | 0 | 0 | 0 | 0 | 441.303 | 2201.28 | 2466.05 | 95.0332 | 8600.76 | 0 | 0 | 0 | 0 | 0 | 414.959 | 17.8931 | 156.784 | 1472.76 | -3228.03 | 441.303 | 2199.7 | 2466.05 | 95.0332 | 4036.45 | 0 | 0 | 0 | 0 | 1410.22 | 21.0038 | 156.784 | 3005.74 | 1278.61 | 3076.41 | 2209.01 | 129.849 | 11287.6 | 0 | 0 | 0 | 0
2019-04-14 13:09 | RIBD\ED9\ED9_CZ03_6960_NGAS.RIBD19 | v30 03 S69 G15 M01 | 3 | 8 | 6960 | Proposed and Standard | FAIL | 3.23 | 1.5 | -31.4 | 56 | 94.6762 | 70.7309 | 785.772 | 0 | 0 | 0 | 0 | 0 | 2033.7 | 5213.58 | 12062 | 433.914 | 20694.3 | 951.179 | 139.709 | 622.842 | 0 | 271.564 | 1034.11 | 762.551 | 4.82 | 1.47 | 3.15 | 17.73 | 0 | 0 | 0 | 0 | 9.4 | 28.82 | 50.34 | 1.88 | 117.61 | 27.17 | 0 | 0.35749 | 0.089726 | 0 | 0 | 0 | 0 | 0 | 0.53989 | 0.6386 | 1.8235 | 0.073953 | 3.5231 | 0.44721 | 94.6762 | 70.7309 | 785.772 | 549.189 | -21243.5 | 2033.7 | 5213.58 | 12062 | 433.914 | 0.00092769 | 1500.37 | 139.709 | 658.824 | 271.564 | 1070.1 | 798.533 | 4.82 | 1.47 | 3.15 | 20.96 | -69.17 | 9.4 | 28.82 | 50.34 | 1.88 | 51.67 | 30.4 | 0 | 0.35749 | 0.089726 | 0.065314 | 0 | 0.53989 | 0.6386 | 1.8235 | 0.073953 | 3.5884 | 0.51253 | BEMCmpMgr 2019.0.11 Alpha (1312) | CSE19 0.860.0 EXE | MPCBECC | Natural Gas | 0.065314 | 0.065314 | -127.6 | 10.6 | 94.6762 | 70.7309 | 785.772 | 0 | 0 | 0 | 0 | 0 | 2033.7 | 5213.58 | 12062 | 433.914 | 20694.3 | 139.709 | 622.842 | 0 | 271.564 | 1034.11 | 4.82 | 1.47 | 3.15 | 17.73 | 0 | 0 | 0 | 0 | 9.4 | 28.82 | 50.34 | 1.88 | 117.61 | 0 | 0.35749 | 0.089726 | 0 | 0 | 0 | 0 | 0 | 0.53989 | 0.6386 | 1.8235 | 0.073953 | 3.5231 | 842.376 | 75.379 | 785.772 | 0 | 5894.96 | 6547.68 | 10697.7 | 540.499 | 25384.4 | 701.021 | 1073.33 | 291.124 | 2065.47 | 25.0215 | 1.98 | 3.15 | 63.6667 | 27.51 | 41.25 | 44.98 | 2.64 | 210.198 | 25.24 | 1.98 | 3.15 | 30.56 | 27.51 | 34.76 | 44.98 | 2.64 | 170.82 | 0 | 0.48875 | 0.089726 | 0 | 1.7213 | 0.80892 | 1.7518 | 0.11433 | 4.9749 | 56 | 0 | 56 | 57.5 | 32.9 | 24.6 | 4.98 | 22.19 | 7.2 | 23.2 | 4.98 | 22.19 | 8.3 | 85.5182 | [5 empty] | 21249.8 | 13.4584 | 0 | 0 | 9.7 | 1.28 | 1.95 | 6.77 |  |  | 19.3426 | 17.6194 | 156.784 | 0 | 0 | 0 | 0 | 0 | 441.303 | 1017.81 | 2466.05 | 95.0332 | 4213.94 | 741.442 | 3305.44 | 0 | 1441.2 | 5488.08 | 19.3426 | 17.6194 | 156.784 | 106.866 | -3228.53 | 441.303 | 1017.81 | 2466.05 | 95.0332 | 1092.28 | 741.442 | 3496.4 | 1441.2 | 5679.04 | 177.294 | 19.374 | 156.784 | 0 | 1278.61 | 1315.06 | 2209.01 | 129.849 | 5285.98 | 3720.34 | 5696.2 | 1545 | 10961.5
2019-04-14 13:09 | RIBD\ED9\ED9_CZ04_2100_ELEC.RIBD19 | v30 04 S21 G20 M02 | 4 | 1 | 2100 | Proposed and Standard | FAIL | -13.76 | -6.9 | -29 | 60.8 | 1728.96 | 3.9691 | 198.157 | 2713.45 | 0 | 0 | 0 | 0 | 505.557 | 1977.26 | 2025.88 | 119.621 | 9272.86 | 4644.54 | 0 | 0 | 0 | 0 | 0 | 0 | 20.77 | 0.49 | 2.62 | 34.63 | 0 | 0 | 0 | 0 | 7.54 | 26.64 | 27.7 | 1.66 | 122.05 | 58.51 | 0 | 0.023939 | 0.022627 | 0.29192 | 0 | 0 | 0 | 0 | 0.13421 | 0.28699 | 0.30364 | 0.020387 | 1.0837 | 0.33849 | 2029.49 | 8.0409 | 198.157 | 1236.83 | -3976.65 | 505.557 | 1972.07 | 2025.88 | 119.621 | 4118.98 | 3472.51 | 0 | 0 | 0 | 0 | 0 | 24.39 | 1.75 | 2.62 | 15.99 | -44.41 | 7.54 | 26.57 | 27.7 | 1.66 | 63.81 | 44.75 | 0 | 0.079602 | 0.022627 | 0.12112 | 0 | 0.13421 | 0.28609 | 0.30364 | 0.020387 | 0.96768 | 0.22335 | BEMCmpMgr 2019.0.11 Alpha (1312) | CSE19 0.860.0 EXE | MPCBECC | Propane | -0.11604 | -0.11514 | -91.3 | -30.7 | 1728.96 | 3.9691 | 198.157 | 2713.45 | 0 | 0 | 0 | 0 | 505.557 | 1977.26 | 2025.88 | 119.621 | 9272.86 | 0 | 0 | 0 | 0 | 0 | 20.77 | 0.49 | 2.62 | 34.63 | 0 | 0 | 0 | 0 | 7.54 | 26.64 | 27.7 | 1.66 | 122.05 | 0 | 0.023939 | 0.022627 | 0.29192 | 0 | 0 | 0 | 0 | 0.13421 | 0.28699 | 0.30364 | 0.020387 | 1.0837 | 3503.5 | 151.825 | 198.157 | 2834.25 | 2135 | 2349 | 2531 | 297.5 | 14000.2 | 0 | 0 | 0 | 0 | 42.06 | 16.41 | 2.62 | 36.12 | 32.3 | 32.07 | 35 | 4.18 | 200.76 | 42.06 | 16.41 | 2.62 | 36.12 | 32.3 | 32.07 | 35 | 4.18 | 200.76 | 0 | 0.83183 | 0.022627 | 0.2982 | 0.62343 | 0.35042 | 0.41447 | 0.06293 | 2.6039 | 60.8 | 0 | 60.8 | 53.9 | 22.1 | 31.8 | 58.51 | 0 | 44.75 | 0 | 58.51 | 0 | 97.21 | 0 | [5 empty] | 3977.82 | 2.4695 | 0 | 0 | 1.85 | 0.32 | 0.29 | 1.02 |  |  | 368.369 | 1.055 | 39.538 | 522.988 | 0 | 0 | 0 | 0 | 109.703 | 372.875 | 413.965 | 26.1987 | 1854.69 | 0 | 0 | 0 | 0 | 0 | 433.774 | 2.15 | 39.538 | 230.56 | -607.023 | 109.703 | 371.876 | 413.965 | 26.1987 | 1020.74 | 0 | 0 | 0 | 0 | 740.355 | 38.9823 | 39.538 | 545.88 | 463.08 | 480.24 | 522.633 | 71.4714 | 2902.18 | 0 | 0 | 0 | 0
2019-04-14 13:09 | RIBD\ED9\ED9_CZ04_2100_NGAS.RIBD19 | v30 04 S21 G20 M01 | 4 | 1 | 2100 | Proposed and Standard | FAIL | 1.09 | 0.6 | -21.8 | 44.6 | 116.198 | 4.0468 | 198.157 | 0 | 0 | 0 | 0 | 0 | 505.557 | 925.553 | 2025.88 | 119.621 | 3895.02 | 318.402 | 171.479 | 115.617 | 0 | 42.7925 | 329.888 | 287.096 | 19.28 | 0.49 | 2.62 | 10.96 | 0 | 0 | 0 | 0 | 7.54 | 16.55 | 27.7 | 1.66 | 86.8 | 33.35 | 0 | 0.023986 | 0.022627 | 0 | 0 | 0 | 0 | 0 | 0.13421 | 0.13958 | 0.30364 | 0.020387 | 0.64443 | 0.046613 | 115.019 | 4.0035 | 198.157 | 85.2288 | -3979.03 | 505.557 | 925.561 | 2025.88 | 119.621 | 0.00096793 | 402.408 | 169.738 | 117.038 | 42.7925 | 329.568 | 286.776 | 19.09 | 0.49 | 2.62 | 12.24 | -43.46 | 7.54 | 16.55 | 27.7 | 1.66 | 44.43 | 34.44 | 0 | 0.023985 | 0.022627 | 0.014324 | 0 | 0.13421 | 0.13956 | 0.30364 | 0.020387 | 0.65874 | 0.060937 | BEMCmpMgr 2019.0.11 Alpha (1312) | CSE19 0.860.0 EXE | MPCBECC | Natural Gas | 0.014309 | 0.014324 | -95.4 | 3.2 | 116.198 | 4.0468 | 198.157 | 0 | 0 | 0 | 0 | 0 | 505.557 | 925.553 | 2025.88 | 119.621 | 3895.02 | 171.479 | 115.617 | 0 | 42.7925 | 329.888 | 19.28 | 0.49 | 2.62 | 10.96 | 0 | 0 | 0 | 0 | 7.54 | 16.55 | 27.7 | 1.66 | 86.8 | 0 | 0.023986 | 0.022627 | 0 | 0 | 0 | 0 | 0 | 0.13421 | 0.13958 | 0.30364 | 0.020387 | 0.64443 | 392.739 | 163.19 | 198.157 | 0 | 2135 | 930.001 | 2637.81 | 297.5 | 6754.4 | 326.855 | 170.547 | 65.4 | 562.802 | 41.7861 | 17.24 | 2.62 | 36.7273 | 32.3 | 23.2295 | 36.48 | 4.18 | 194.563 | 38.82 | 17.24 | 2.62 | 16.16 | 32.3 | 18.59 | 36.48 | 4.18 | 166.39 | 0 | 0.88136 | 0.022627 | 0 | 0.62343 | 0.11804 | 0.43196 | 0.06293 | 2.1404 | 44.6 | 0 | 44.6 | 45.2 | 22.4 | 22.8 | 4.51 | 28.84 | 5.66 | 28.78 | 4.51 | 28.84 | 24.57 | 73.8034 | [5 empty] | 3980.2 | 2.4709 | 0 | 0 | 2.55 | 0.24 | 0.37 | 1.95 |  |  | 23.723 | 1.0747 | 39.538 | 0 | 0 | 0 | 0 | 0 | 109.703 | 182.035 | 413.965 | 26.1987 | 796.238 | 910.042 | 613.585 | 0 | 227.101 | 1750.73 | 23.4868 | 1.064 | 39.538 | 16.6741 | -607.386 | 109.703 | 182.036 | 413.965 | 26.1987 | 205.28 | 900.804 | 621.123 | 227.101 | 1749.03 | 82.2312 | 41.819 | 39.538 | 0 | 463.08 | 187.226 | 544.689 | 71.4714 | 1430.06 | 1734.63 | 905.098 | 347.08 | 2986.81
2019-04-14 13:09 | RIBD\ED9\ED9_CZ04_2700_ELEC.RIBD19 | v30 04 S27 G20 M02 | 4 | 1 | 2700 | Proposed and Standard | FAIL | -15.28 | -7.9 | -28.9 | 59.8 | 1937.44 | 41.1221 | 246.511 | 3039.4 | 0 | 0 | 0 | 0 | 615.745 | 2233.29 | 2371.31 | 151.515 | 10636.3 | 5264.48 | 0 | 0 | 0 | 0 | 0 | 0 | 18.11 | 5.02 | 2.53 | 30.9 | 0 | 0 | 0 | 0 | 7.14 | 25.17 | 25.21 | 1.64 | 115.72 | 56.56 | 0 | 0.30809 | 0.028149 | 0.42514 | 0 | 0 | 0 | 0 | 0.16346 | 0.47486 | 0.35412 | 0.025823 | 1.7796 | 0.76138 | 2214.53 | 40.176 | 246.511 | 1342.1 | -4681.54 | 615.745 | 2224.99 | 2371.31 | 151.515 | 4525.33 | 3843.32 | 0 | 0 | 0 | 0 | 0 | 20.7 | 5.06 | 2.53 | 12.99 | -40.66 | 7.14 | 25.08 | 25.21 | 1.64 | 59.69 | 41.28 | 0 | 0.30996 | 0.028149 | 0.12405 | 0 | 0.16346 | 0.47409 | 0.35412 | 0.025823 | 1.4797 | 0.46216 | BEMCmpMgr 2019.0.11 Alpha (1312) | CSE19 0.860.0 EXE | MPCBECC | Propane | -0.29998 | -0.29922 | -93.9 | -37 | 1937.44 | 41.1221 | 246.511 | 3039.4 | 0 | 0 | 0 | 0 | 615.745 | 2233.29 | 2371.31 | 151.515 | 10636.3 | 0 | 0 | 0 | 0 | 0 | 18.11 | 5.02 | 2.53 | 30.9 | 0 | 0 | 0 | 0 | 7.14 | 25.17 | 25.21 | 1.64 | 115.72 | 0 | 0.30809 | 0.028149 | 0.42514 | 0 | 0 | 0 | 0 | 0.16346 | 0.47486 | 0.35412 | 0.025823 | 1.7796 | 4464.82 | 331.407 | 246.511 | 3161.06 | 2615 | 2596 | 3146.01 | 327.5 | 16888.3 | 0 | 0 | 0 | 0 | 41.7 | 21.85 | 2.53 | 31.56 | 30.77 | 27.59 | 33.84 | 3.58 | 193.42 | 41.7 | 21.85 | 2.53 | 31.56 | 30.77 | 27.59 | 33.84 | 3.58 | 193.42 | 0 | 1.5233 | 0.028149 | 0.43344 | 0.76359 | 0.38997 | 0.51519 | 0.069276 | 3.7229 | 59.8 | 0 | 59.8 | 51.9 | 21 | 30.9 | 56.56 | 0 | 41.28 | 0 | 56.56 | 0 | 97.64 | 0 | [5 empty] | 4682.91 | 2.9072 | 0 | 0 | 2.15 | 0.38 | 0.34 | 1.16 |  |  | 414.508 | 11.0721 | 49.1861 | 590.894 | 0 | 0 | 0 | 0 | 133.613 | 430.758 | 484.438 | 33.1839 | 2147.65 | 0 | 0 | 0 | 0 | 0 | 474.808 | 10.825 | 49.1861 | 258.939 | -714.622 | 133.613 | 429.159 | 484.438 | 33.1839 | 1159.53 | 0 | 0 | 0 | 0 | 947.737 | 83.2623 | 49.1861 | 613.475 | 567.192 | 531.119 | 649.628 | 78.6786 | 3520.28 | 0 | 0 | 0 | 0
2019-04-14 13:09 | RIBD\ED9\ED9_CZ04_2700_NGAS.RIBD19 | v30 04 S27 G20 M01 | 4 | 1 | 2700 | Proposed and Standard | FAIL | 0.51 | 0.3 | -21.1 | 44.4 | 126.925 | 42.1493 | 246.511 | 0 | 0 | 0 | 0 | 0 | 615.745 | 1045.24 | 2371.31 | 151.515 | 4599.4 | 415.585 | 187.308 | 130.314 | 0 | 48.2342 | 365.856 | 317.622 | 16.41 | 5.13 | 2.53 | 9.58 | 0 | 0 | 0 | 0 | 7.14 | 14.97 | 25.21 | 1.64 | 82.61 | 33.65 | 0 | 0.31535 | 0.028149 | 0 | 0 | 0 | 0 | 0 | 0.16346 | 0.17628 | 0.35412 | 0.025823 | 1.0632 | 0.3435 | 124.413 | 41.2781 | 246.511 | 87.7514 | -4683.82 | 615.745 | 1045.3 | 2371.31 | 151.515 | -0.00051527 | 499.954 | 183.601 | 129.799 | 48.2342 | 361.634 | 313.4 | 16.09 | 5.08 | 2.53 | 10.46 | -39.78 | 7.14 | 14.97 | 25.21 | 1.64 | 43.34 | 34.16 | 0 | 0.31126 | 0.028149 | 0.012978 | 0 | 0.16346 | 0.17626 | 0.35412 | 0.025823 | 1.0721 | 0.35239 | BEMCmpMgr 2019.0.11 Alpha (1312) | CSE19 0.860.0 EXE | MPCBECC | Natural Gas | 0.0088728 | 0.0088893 | -90.6 | 1.5 | 126.925 | 42.1493 | 246.511 | 0 | 0 | 0 | 0 | 0 | 615.745 | 1045.24 | 2371.31 | 151.515 | 4599.4 | 187.308 | 130.314 | 0 | 48.2342 | 365.856 | 16.41 | 5.13 | 2.53 | 9.58 | 0 | 0 | 0 | 0 | 7.14 | 14.97 | 25.21 | 1.64 | 82.61 | 0 | 0.31535 | 0.028149 | 0 | 0 | 0 | 0 | 0 | 0.16346 | 0.17628 | 0.35412 | 0.025823 | 1.0632 | 497.171 | 346.989 | 246.511 | 0 | 2615 | 989.001 | 3267.2 | 327.5 | 8289.37 | 413.768 | 184.181 | 73.4 | 671.349 | 41.14 | 22.45 | 2.53 | 30.7727 | 30.77 | 19.7211 | 35.14 | 3.58 | 186.104 | 38.22 | 22.45 | 2.53 | 13.54 | 30.77 | 15.67 | 35.14 | 3.58 | 161.9 | 0 | 1.5769 | 0.028149 | 0 | 0.76359 | 0.12681 | 0.53503 | 0.069276 | 3.0998 | 44.4 | 0 | 44.4 | 44.7 | 21.4 | 23.3 | 8.85 | 24.8 | 9.71 | 24.45 | 8.85 | 24.8 | 29.62 | 67.2727 | [5 empty] | 4685.19 | 2.9086 | 0 | 0 | 2.89 | 0.28 | 0.44 | 2.17 |  |  | 26.0752 | 11.3482 | 49.1861 | 0 | 0 | 0 | 0 | 0 | 133.613 | 207.568 | 484.438 | 33.1839 | 945.413 | 994.048 | 691.583 | 0 | 255.98 | 1941.61 | 25.5679 | 11.1163 | 49.1861 | 17.1879 | -714.97 | 133.613 | 207.579 | 484.438 | 33.1839 | 246.902 | 974.378 | 688.846 | 255.98 | 1919.2 | 104.671 | 87.082 | 49.1861 | 0 | 567.192 | 199.284 | 674.652 | 78.6786 | 1760.75 | 2195.88 | 977.455 | 389.536 | 3562.87
2019-04-14 13:09 | RIBD\ED9\ED9_CZ04_6960_ELEC.RIBD19 | v30 04 S69 G15 M02 | 4 | 8 | 6960 | Proposed and Standard | FAIL | -32.48 | -12.8 | -42 | 74 | 2489.51 | 578.52 | 785.772 | 14233.7 | 0 | 0 | 0 | 0 | 2033.7 | 11923.4 | 12062 | 433.914 | 44540.5 | 18087.5 | 0 | 0 | 0 | 0 | 0 | 0 | 9.03 | 11.89 | 3.13 | 55.49 | 0 | 0 | 0 | 0 | 9.15 | 48.4 | 49.82 | 1.82 | 188.73 | 79.54 | 0 | 2.2561 | 0.089726 | 1.1012 | 0 | 0 | 0 | 0 | 0.53989 | 1.4309 | 1.8235 | 0.073953 | 7.3152 | 3.447 | 3827.85 | 397.22 | 785.772 | 5650.18 | -21845.6 | 2033.7 | 11875.9 | 12062 | 433.914 | 15220.9 | 10661 | 0 | 0 | 0 | 0 | 0 | 13.84 | 8.81 | 3.13 | 21.28 | -74.53 | 9.15 | 48.21 | 49.82 | 1.82 | 81.53 | 47.06 | 0 | 1.6403 | 0.089726 | 0.33447 | 0 | 0.53989 | 1.4246 | 1.8235 | 0.073953 | 5.9264 | 2.0645 | BEMCmpMgr 2019.0.11 Alpha (1312) | CSE19 0.860.0 EXE | MPCBECC | Propane | -1.3888 | -1.3825 | -131.5 | -69 | 2489.51 | 578.52 | 785.772 | 14233.7 | 0 | 0 | 0 | 0 | 2033.7 | 11923.4 | 12062 | 433.914 | 44540.5 | 0 | 0 | 0 | 0 | 0 | 9.03 | 11.89 | 3.13 | 55.49 | 0 | 0 | 0 | 0 | 9.15 | 48.4 | 49.82 | 1.82 | 188.73 | 0 | 2.2561 | 0.089726 | 1.1012 | 0 | 0 | 0 | 0 | 0.53989 | 1.4309 | 1.8235 | 0.073953 | 7.3152 | 7335.66 | 1924.36 | 785.772 | 15057.2 | 5894.96 | 15077.5 | 10697.7 | 540.499 | 57313.7 | 0 | 0 | 0 | 0 | 26.58 | 31 | 3.13 | 58.61 | 26.91 | 61.94 | 44.64 | 2.29 | 255.1 | 26.58 | 31 | 3.13 | 58.61 | 26.91 | 61.94 | 44.64 | 2.29 | 255.1 | 0 | 5.4577 | 0.089726 | 1.113 | 1.7213 | 2.2058 | 1.7518 | 0.11433 | 12.4537 | 74 | 0 | 74 | 61.2 | 29.2 | 32 | 79.54 | 0 | 47.06 | 0 | 79.54 | 0 | 119.32 | 0 | [5 empty] | 21852 | 13.5659 | 0 | 0 | 8.75 | 2.06 | 1.28 | 3.99 |  |  | 530.051 | 146.756 | 156.784 | 2696.73 | 0 | 0 | 0 | 0 | 441.303 | 2220.53 | 2466.05 | 95.0332 | 8753.24 | 0 | 0 | 0 | 0 | 0 | 791.479 | 101.153 | 156.784 | 1063.78 | -3334.65 | 441.303 | 2210.9 | 2466.05 | 95.0332 | 3991.83 | 0 | 0 | 0 | 0 | 1557.11 | 466.998 | 156.784 | 2865.34 | 1278.61 | 3076.41 | 2209.01 | 129.849 | 11740.1 | 0 | 0 | 0 | 0
2019-04-14 13:09 | RIBD\ED9\ED9_CZ04_6960_NGAS.RIBD19 | v30 04 S69 G15 M01 | 4 | 8 | 6960 | Proposed and Standard | FAIL | 3.33 | 1.5 | -29.6 | 55 | 118.139 | 568.032 | 785.772 | 0 | 0 | 0 | 0 | 0 | 2033.7 | 5298.15 | 12062 | 433.914 | 21299.7 | 1471.94 | 174.342 | 593.704 | 0 | 271.564 | 1039.61 | 768.046 | 5.96 | 11.82 | 3.13 | 16.96 | 0 | 0 | 0 | 0 | 9.15 | 29.27 | 49.82 | 1.82 | 127.93 | 37.87 | 0 | 2.2232 | 0.089726 | 0 | 0 | 0 | 0 | 0 | 0.53989 | 0.66639 | 1.8235 | 0.073953 | 5.4167 | 2.313 | 118.139 | 568.032 | 785.772 | 549.182 | -21848.9 | 2033.7 | 5298.15 | 12062 | 433.914 | -0.0010287 | 2021.12 | 174.342 | 634.032 | 271.564 | 1079.94 | 808.374 | 5.96 | 11.82 | 3.13 | 20.29 | -72.1 | 9.15 | 29.27 | 49.82 | 1.82 | 59.16 | 41.2 | 0 | 2.2232 | 0.089726 | 0.065314 | 0 | 0.53989 | 0.66639 | 1.8235 | 0.073953 | 5.482 | 2.3783 | BEMCmpMgr 2019.0.11 Alpha (1312) | CSE19 0.860.0 EXE | MPCBECC | Natural Gas | 0.065314 | 0.065314 | -116.2 | 8.1 | 118.139 | 568.032 | 785.772 | 0 | 0 | 0 | 0 | 0 | 2033.7 | 5298.15 | 12062 | 433.914 | 21299.7 | 174.342 | 593.704 | 0 | 271.564 | 1039.61 | 5.96 | 11.82 | 3.13 | 16.96 | 0 | 0 | 0 | 0 | 9.15 | 29.27 | 49.82 | 1.82 | 127.93 | 0 | 2.2232 | 0.089726 | 0 | 0 | 0 | 0 | 0 | 0.53989 | 0.66639 | 1.8235 | 0.073953 | 5.4167 | 803.607 | 1807.1 | 785.772 | 0 | 5894.96 | 6547.68 | 10697.7 | 540.499 | 27077.4 | 668.798 | 1042.94 | 291.124 | 2002.86 | 26.3989 | 29.63 | 3.13 | 58.3922 | 26.91 | 41.09 | 44.64 | 2.29 | 232.481 | 24.05 | 29.63 | 3.13 | 29.78 | 26.91 | 34.6 | 44.64 | 2.29 | 195.03 | 0 | 5.2022 | 0.089726 | 0 | 1.7213 | 0.80892 | 1.7518 | 0.11433 | 9.6884 | 55 | 0 | 55 | 56.5 | 31.1 | 25.4 | 15.38 | 22.49 | 17.59 | 23.61 | 15.38 | 22.49 | 35.67 | 81.881 | [5 empty] | 21855.3 | 13.5679 | 0 | 0 | 9.88 | 1.33 | 2 | 6.87 |  |  | 24.1313 | 144.105 | 156.784 | 0 | 0 | 0 | 0 | 0 | 441.303 | 1036.61 | 2466.05 | 95.0332 | 4364.02 | 925.238 | 3150.81 | 0 | 1441.2 | 5517.24 | 24.1313 | 144.105 | 156.784 | 106.865 | -3335.16 | 441.303 | 1036.61 | 2466.05 | 95.0332 | 1135.73 | 925.238 | 3364.83 | 1441.2 | 5731.27 | 169.155 | 438.861 | 156.784 | 0 | 1278.61 | 1315.06 | 2209.01 | 129.849 | 5697.33 | 3549.33 | 5534.9 | 1545 | 10629.2
2019-04-14 13:09 | RIBD\ED9\ED9_CZ05_2100_ELEC.RIBD19 | v30 05 S21 G20 M02 | 5 | 1 | 2100 | Proposed and Standard | FAIL | -17.72 | -9 | -31 | 65.2 | 1766.42 | 0 | 196.588 | 2911.92 | 0 | 0 | 0 | 0 | 505.557 | 1953.51 | 2025.88 | 119.621 | 9479.5 | 4874.93 | 0 | 0 | 0 | 0 | 0 | 0 | 21.78 | 0 | 2.61 | 40.57 | 0 | 0 | 0 | 0 | 7.75 | 26.82 | 28 | 1.71 | 129.24 | 64.96 | 0 | 0 | 0.022448 | 0.4199 | 0 | 0 | 0 | 0 | 0.13421 | 0.27825 | 0.30364 | 0.020387 | 1.1788 | 0.44234 | 2130.09 | 0 | 196.588 | 1410.31 | -3941.81 | 505.557 | 1948.39 | 2025.88 | 119.621 | 4394.63 | 3736.99 | 0 | 0 | 0 | 0 | 0 | 26.2 | 0 | 2.61 | 18.43 | -43.55 | 7.75 | 26.76 | 28 | 1.71 | 67.91 | 47.24 | 0 | 0 | 0.022448 | 0.10311 | 0 | 0.13421 | 0.27762 | 0.30364 | 0.020387 | 0.86142 | 0.12556 | BEMCmpMgr 2019.0.11 Alpha (1312) | CSE19 0.860.0 EXE | MPCBECC | Propane | -0.31742 | -0.31679 | -90.3 | -37.5 | 1766.42 | 0 | 196.588 | 2911.92 | 0 | 0 | 0 | 0 | 505.557 | 1953.51 | 2025.88 | 119.621 | 9479.5 | 0 | 0 | 0 | 0 | 0 | 21.78 | 0 | 2.61 | 40.57 | 0 | 0 | 0 | 0 | 7.75 | 26.82 | 28 | 1.71 | 129.24 | 0 | 0 | 0.022448 | 0.4199 | 0 | 0 | 0 | 0 | 0.13421 | 0.27825 | 0.30364 | 0.020387 | 1.1788 | 3892.04 | 0 | 196.588 | 3041.82 | 2135 | 2349 | 2531 | 297.5 | 14443 | 0 | 0 | 0 | 0 | 48.25 | 0 | 2.61 | 42.58 | 32.87 | 32.26 | 35.23 | 4.54 | 198.34 | 48.25 | 0 | 2.61 | 42.58 | 32.87 | 32.26 | 35.23 | 4.54 | 198.34 | 5.9493e-15 | 0 | 0.022448 | 0.47156 | 0.62343 | 0.35042 | 0.41447 | 0.06293 | 1.9452 | 65.2 | 0 | 65.2 | 56.2 | 22 | 34.2 | 64.96 | 0 | 47.24 | 0 | 64.96 | 0 | 93.44 | 0 | [5 empty] | 3942.96 | 2.3435 | 0 | 0 | 1.9 | 0.32 | 0.28 | 1.08 |  |  | 381.546 | 0 | 39.2251 | 562.32 | 0 | 0 | 0 | 0 | 109.703 | 367.728 | 413.965 | 26.1987 | 1900.69 | 0 | 0 | 0 | 0 | 0 | 461.01 | 0 | 39.2251 | 267.272 | -601.744 | 109.703 | 366.745 | 413.965 | 26.1987 | 1082.38 | 0 | 0 | 0 | 0 | 828.704 | 0 | 39.2251 | 586.302 | 463.08 | 480.24 | 522.633 | 71.4714 | 2991.66 | 0 | 0 | 0 | 0
2019-04-14 13:09 | RIBD\ED9\ED9_CZ05_2100_NGAS.RIBD19 | v30 05 S21 G20 M01 | 5 | 1 | 2100 | Proposed and Standard | FAIL | 0.97 | 0.5 | -21.8 | 45.3 | 111.508 | 0 | 196.588 | 0 | 0 | 0 | 0 | 0 | 505.557 | 901.079 | 2025.88 | 119.621 | 3860.24 | 308.096 | 164.565 | 124.132 | 0 | 42.7925 | 331.49 | 288.697 | 18.32 | 0 | 2.61 | 11.71 | 0 | 0 | 0 | 0 | 7.75 | 16.41 | 28 | 1.71 | 86.51 | 32.64 | 0 | 0 | 0.022448 | 0 | 0 | 0 | 0 | 0 | 0.13421 | 0.1308 | 0.30364 | 0.020387 | 0.61149 | 0.022448 | 110.13 | 0 | 196.588 | 85.2323 | -3944.19 | 505.557 | 901.174 | 2025.88 | 119.621 | -0.00062473 | 391.951 | 162.532 | 124.283 | 42.7925 | 329.607 | 286.815 | 18.1 | 0 | 2.61 | 12.9 | -42.57 | 7.75 | 16.42 | 28 | 1.71 | 44.92 | 33.61 | 0 | 0 | 0.022448 | 0.014324 | 0 | 0.13421 | 0.13081 | 0.30364 | 0.020387 | 0.62583 | 0.036773 | BEMCmpMgr 2019.0.11 Alpha (1312) | CSE19 0.860.0 EXE | MPCBECC | Natural Gas | 0.014337 | 0.014324 | -92.6 | 2.9 | 111.508 | 0 | 196.588 | 0 | 0 | 0 | 0 | 0 | 505.557 | 901.079 | 2025.88 | 119.621 | 3860.24 | 164.565 | 124.132 | 0 | 42.7925 | 331.49 | 18.32 | 0 | 2.61 | 11.71 | 0 | 0 | 0 | 0 | 7.75 | 16.41 | 28 | 1.71 | 86.51 | 0 | 0 | 0.022448 | 0 | 0 | 0 | 0 | 0 | 0.13421 | 0.1308 | 0.30364 | 0.020387 | 0.61149 | 453.672 | 0 | 196.588 | 0 | 2135 | 930.001 | 2637.81 | 297.5 | 6650.57 | 377.587 | 178.777 | 65.4 | 621.764 | 47.7509 | 0 | 2.61 | 43.2564 | 32.87 | 23.2995 | 36.72 | 4.54 | 191.047 | 43.96 | 0 | 2.61 | 16.87 | 32.87 | 18.66 | 36.72 | 4.54 | 156.23 | 6.8743e-16 | 0 | 0.022448 | 0 | 0.62343 | 0.11804 | 0.43196 | 0.06293 | 1.2588 | 45.3 | 0 | 45.3 | 45.8 | 22.3 | 23.5 | 4.02 | 28.62 | 5.18 | 28.43 | 4.02 | 28.62 | 8.24 | 85.3773 | [5 empty] | 3945.34 | 2.3449 | 0 | 0 | 2.55 | 0.24 | 0.37 | 1.95 |  |  | 23.4748 | 0 | 39.2251 | 0 | 0 | 0 | 0 | 0 | 109.703 | 176.746 | 413.965 | 26.1987 | 789.313 | 873.352 | 658.773 | 0 | 227.101 | 1759.23 | 23.1909 | 0 | 39.2251 | 16.6745 | -602.107 | 109.703 | 176.765 | 413.965 | 26.1987 | 203.616 | 862.564 | 659.571 | 227.101 | 1749.24 | 95.6273 | 0 | 39.2251 | 0 | 463.08 | 187.226 | 544.689 | 71.4714 | 1401.32 | 2003.87 | 948.777 | 347.08 | 3299.72
2019-04-14 13:09 | RIBD\ED9\ED9_CZ05_2700_ELEC.RIBD19 | v30 05 S27 G20 M02 | 5 | 1 | 2700 | Proposed and Standard | FAIL | -17.1 | -9.4 | -30.9 | 62 | 1670.14 | 0 | 242.812 | 3269.35 | 0 | 0 | 0 | 0 | 615.745 | 2206.99 | 2371.31 | 151.515 | 10527.9 | 5182.3 | 0 | 0 | 0 | 0 | 0 | 0 | 15.94 | 0 | 2.51 | 36.01 | 0 | 0 | 0 | 0 | 7.34 | 24.25 | 25.48 | 1.68 | 113.21 | 54.46 | 0 | 0 | 0.027726 | 0.58278 | 0 | 0 | 0 | 0 | 0.16346 | 0.46497 | 0.35412 | 0.025823 | 1.6189 | 0.6105 | 1926.25 | 0 | 242.812 | 1576.75 | -4584.19 | 615.745 | 2198.83 | 2371.31 | 151.515 | 4499.02 | 3745.82 | 0 | 0 | 0 | 0 | 0 | 18.35 | 0 | 2.51 | 16.5 | -39.36 | 7.34 | 24.17 | 25.48 | 1.68 | 56.67 | 37.36 | 0 | 0 | 0.027726 | 0.17789 | 0 | 0.16346 | 0.46398 | 0.35412 | 0.025823 | 1.213 | 0.20562 | BEMCmpMgr 2019.0.11 Alpha (1312) | CSE19 0.860.0 EXE | MPCBECC | Propane | -0.40587 | -0.40488 | -99.8 | -45.8 | 1670.14 | 0 | 242.812 | 3269.35 | 0 | 0 | 0 | 0 | 615.745 | 2206.99 | 2371.31 | 151.515 | 10527.9 | 0 | 0 | 0 | 0 | 0 | 15.94 | 0 | 2.51 | 36.01 | 0 | 0 | 0 | 0 | 7.34 | 24.25 | 25.48 | 1.68 | 113.21 | 0 | 0 | 0.027726 | 0.58278 | 0 | 0 | 0 | 0 | 0.16346 | 0.46497 | 0.35412 | 0.025823 | 1.6189 | 4747.42 | 0 | 242.812 | 3398.44 | 2615 | 2596 | 3146.01 | 327.5 | 17073.2 | 0 | 0 | 0 | 0 | 45.57 | 0 | 2.51 | 37.42 | 31.31 | 27.75 | 34.06 | 3.88 | 182.5 | 45.57 | 0 | 2.51 | 37.42 | 31.31 | 27.75 | 34.06 | 3.88 | 182.5 | 5.0296e-15 | 0 | 0.027726 | 0.59983 | 0.76359 | 0.38997 | 0.51519 | 0.069276 | 2.3656 | 62 | 0 | 62 | 52.6 | 21.5 | 31.1 | 54.46 | 0 | 37.36 | 0 | 54.46 | 0 | 85.5 | 0 | [5 empty] | 4585.54 | 2.7254 | 0 | 0 | 2.13 | 0.38 | 0.32 | 1.15 |  |  | 361.925 | 0 | 48.4481 | 638.511 | 0 | 0 | 0 | 0 | 133.613 | 425.035 | 484.438 | 33.1839 | 2125.15 | 0 | 0 | 0 | 0 | 0 | 418.091 | 0 | 48.4481 | 304.64 | -699.809 | 133.613 | 423.453 | 484.438 | 33.1839 | 1146.06 | 0 | 0 | 0 | 0 | 1015.95 | 0 | 48.4481 | 660.54 | 567.192 | 531.119 | 649.628 | 78.6786 | 3551.56 | 0 | 0 | 0 | 0
2019-04-14 13:09 | RIBD\ED9\ED9_CZ05_2700_NGAS.RIBD19 | v30 05 S27 G20 M01 | 5 | 1 | 2700 | Proposed and Standard | FAIL | 0.43 | 0.2 | -21.9 | 43 | 101.279 | 0 | 242.812 | 0 | 0 | 0 | 0 | 0 | 615.745 | 1018.58 | 2371.31 | 151.515 | 4501.23 | 344.092 | 149.47 | 140.297 | 0 | 48.2342 | 338.001 | 289.767 | 12.98 | 0 | 2.51 | 10.27 | 0 | 0 | 0 | 0 | 7.34 | 14.49 | 25.48 | 1.68 | 74.75 | 25.76 | 0 | 0 | 0.027726 | 0 | 0 | 0 | 0 | 0 | 0.16346 | 0.16636 | 0.35412 | 0.025823 | 0.73749 | 0.027726 | 98.4773 | 0 | 242.812 | 87.7597 | -4586.47 | 615.745 | 1018.86 | 2371.31 | 151.515 | 0.00086186 | 429.049 | 145.335 | 138.292 | 48.2342 | 331.86 | 283.626 | 12.62 | 0 | 2.51 | 11.06 | -38.5 | 7.34 | 14.5 | 25.48 | 1.68 | 36.69 | 26.19 | 0 | 0 | 0.027726 | 0.012978 | 0 | 0.16346 | 0.1664 | 0.35412 | 0.025823 | 0.7505 | 0.040705 | BEMCmpMgr 2019.0.11 Alpha (1312) | CSE19 0.860.0 EXE | MPCBECC | Natural Gas | 0.013019 | 0.012978 | -103.7 | 1.6 | 101.279 | 0 | 242.812 | 0 | 0 | 0 | 0 | 0 | 615.745 | 1018.58 | 2371.31 | 151.515 | 4501.23 | 149.47 | 140.297 | 0 | 48.2342 | 338.001 | 12.98 | 0 | 2.51 | 10.27 | 0 | 0 | 0 | 0 | 7.34 | 14.49 | 25.48 | 1.68 | 74.75 | 0 | 0 | 0.027726 | 0 | 0 | 0 | 0 | 0 | 0.16346 | 0.16636 | 0.35412 | 0.025823 | 0.73749 | 545.447 | 0 | 242.812 | 0 | 2615 | 989.001 | 3267.2 | 327.5 | 7986.96 | 453.971 | 193.631 | 73.4 | 721.001 | 44.6686 | 0 | 2.51 | 36.3333 | 31.31 | 19.7811 | 35.37 | 3.88 | 173.853 | 41.12 | 0 | 2.51 | 14.17 | 31.31 | 15.73 | 35.37 | 3.88 | 144.09 | 5.6787e-16 | 0 | 0.027726 | 0 | 0.76359 | 0.12681 | 0.53503 | 0.069276 | 1.5224 | 43 | 0 | 43 | 43.2 | 22.1 | 21.1 | 3.5 | 22.26 | 4.41 | 21.78 | 3.5 | 22.26 | 7.75 | 75.7619 | [5 empty] | 4587.82 | 2.7267 | 0 | 0 | 2.72 | 0.27 | 0.43 | 2 |  |  | 21.4913 | 0 | 48.4481 | 0 | 0 | 0 | 0 | 0 | 133.613 | 201.781 | 484.438 | 33.1839 | 922.956 | 793.242 | 744.558 | 0 | 255.98 | 1793.78 | 20.9087 | 0 | 48.4481 | 17.1893 | -700.156 | 133.613 | 201.838 | 484.438 | 33.1839 | 239.463 | 771.296 | 733.918 | 255.98 | 1761.19 | 115.637 | 0 | 48.4481 | 0 | 567.192 | 199.284 | 674.652 | 78.6786 | 1683.89 | 2409.24 | 1027.6 | 389.536 | 3826.38
2019-04-14 13:09 | RIBD\ED9\ED9_CZ05_6960_ELEC.RIBD19 | v30 05 S69 G15 M02 | 5 | 8 | 6960 | Proposed and Standard | FAIL | -28.32 | -12.2 | -43.1 | 78.2 | 1935.39 | 52.9812 | 785.772 | 15232.6 | 0 | 0 | 0 | 0 | 2033.7 | 11874.9 | 12062 | 433.914 | 44411.2 | 18006.7 | 0 | 0 | 0 | 0 | 0 | 0 | 7.16 | 1.29 | 3.15 | 61.02 | 0 | 0 | 0 | 0 | 9.41 | 47.31 | 50.37 | 1.87 | 181.58 | 72.62 | 0 | 0.28088 | 0.089726 | 1.622 | 0 | 0 | 0 | 0 | 0.53989 | 1.4114 | 1.8235 | 0.073953 | 5.8413 | 1.9926 | 2054.55 | 49.1452 | 785.772 | 8402.44 | -21237 | 2033.7 | 11864.9 | 12062 | 433.914 | 16449.5 | 11291.9 | 0 | 0 | 0 | 0 | 0 | 7.6 | 1.23 | 3.15 | 32.32 | -71.82 | 9.41 | 47.27 | 50.37 | 1.87 | 81.4 | 44.3 | 0 | 0.26423 | 0.089726 | 0.50944 | 0 | 0.53989 | 1.41 | 1.8235 | 0.073953 | 4.7107 | 0.8634 | BEMCmpMgr 2019.0.11 Alpha (1312) | CSE19 0.860.0 EXE | MPCBECC | Propane | -1.1306 | -1.1292 | -123.1 | -63.9 | 1935.39 | 52.9812 | 785.772 | 15232.6 | 0 | 0 | 0 | 0 | 2033.7 | 11874.9 | 12062 | 433.914 | 44411.2 | 0 | 0 | 0 | 0 | 0 | 7.16 | 1.29 | 3.15 | 61.02 | 0 | 0 | 0 | 0 | 9.41 | 47.31 | 50.37 | 1.87 | 181.58 | 0 | 0.28088 | 0.089726 | 1.622 | 0 | 0 | 0 | 0 | 0.53989 | 1.4114 | 1.8235 | 0.073953 | 5.8413 | 7371.22 | 9.0908 | 785.772 | 16121.6 | 5894.96 | 15077.5 | 10697.7 | 540.499 | 56498.5 | 0 | 0 | 0 | 0 | 27.19 | 0.26 | 3.15 | 64.44 | 27.38 | 62.3 | 44.93 | 2.49 | 232.14 | 27.19 | 0.26 | 3.15 | 64.44 | 27.38 | 62.3 | 44.93 | 2.49 | 232.14 | 0 | 0.036329 | 0.089726 | 1.7202 | 1.7213 | 2.2058 | 1.7518 | 0.11433 | 7.6395 | 78.2 | 0 | 78.2 | 66 | 30.9 | 35.1 | 72.62 | 0 | 44.3 | 0 | 72.62 | 0 | 95.04 | 0 | [5 empty] | 21243.2 | 12.6257 | 0 | 0 | 8.69 | 2.07 | 1.17 | 4.2 |  |  | 418.745 | 13.2545 | 156.784 | 2885.95 | 0 | 0 | 0 | 0 | 441.303 | 2209.32 | 2466.05 | 95.0332 | 8686.44 | 0 | 0 | 0 | 0 | 0 | 444.209 | 12.3325 | 156.784 | 1619.54 | -3241.97 | 441.303 | 2207.33 | 2466.05 | 95.0332 | 4200.62 | 0 | 0 | 0 | 0 | 1582.57 | 2.3874 | 156.784 | 3069.11 | 1278.61 | 3076.41 | 2209.01 | 129.849 | 11504.7 | 0 | 0 | 0 | 0
2019-04-14 13:09 | RIBD\ED9\ED9_CZ05_6960_NGAS.RIBD19 | v30 05 S69 G15 M01 | 5 | 8 | 6960 | Proposed and Standard | FAIL | 3.16 | 1.5 | -31.4 | 55.5 | 76.6885 | 50.2311 | 785.772 | 0 | 0 | 0 | 0 | 0 | 2033.7 | 5248.79 | 12062 | 433.914 | 20691.1 | 912.691 | 113.178 | 637.432 | 0 | 271.564 | 1022.17 | 750.61 | 3.82 | 1.24 | 3.15 | 18.13 | 0 | 0 | 0 | 0 | 9.41 | 28.88 | 50.37 | 1.87 | 116.87 | 26.34 | 0 | 0.26892 | 0.089726 | 0 | 0 | 0 | 0 | 0 | 0.53989 | 0.64645 | 1.8235 | 0.073953 | 3.4424 | 0.35865 | 76.6885 | 50.2311 | 785.772 | 549.195 | -21240.2 | 2033.7 | 5248.79 | 12062 | 433.914 | -0.00013534 | 1461.89 | 113.178 | 671.237 | 271.564 | 1055.98 | 784.415 | 3.82 | 1.24 | 3.15 | 21.29 | -69.31 | 9.41 | 28.88 | 50.37 | 1.87 | 50.72 | 29.5 | 0 | 0.26892 | 0.089726 | 0.065314 | 0 | 0.53989 | 0.64645 | 1.8235 | 0.073953 | 3.5077 | 0.42396 | BEMCmpMgr 2019.0.11 Alpha (1312) | CSE19 0.860.0 EXE | MPCBECC | Natural Gas | 0.065314 | 0.065314 | -130.4 | 10.7 | 76.6885 | 50.2311 | 785.772 | 0 | 0 | 0 | 0 | 0 | 2033.7 | 5248.79 | 12062 | 433.914 | 20691.1 | 113.178 | 637.432 | 0 | 271.564 | 1022.17 | 3.82 | 1.24 | 3.15 | 18.13 | 0 | 0 | 0 | 0 | 9.41 | 28.88 | 50.37 | 1.87 | 116.87 | 0 | 0.26892 | 0.089726 | 0 | 0 | 0 | 0 | 0 | 0.53989 | 0.64645 | 1.8235 | 0.073953 | 3.4424 | 838.243 | 6.267 | 785.772 | 0 | 5894.96 | 6547.68 | 10697.7 | 540.499 | 25311.2 | 697.662 | 1088.2 | 291.124 | 2076.98 | 26.8482 | 0.18 | 3.15 | 64.4792 | 27.38 | 41.23 | 44.93 | 2.49 | 210.687 | 24.71 | 0.18 | 3.15 | 30.95 | 27.38 | 34.74 | 44.93 | 2.49 | 168.53 | 0 | 0.027637 | 0.089726 | 0 | 1.7213 | 0.80892 | 1.7518 | 0.11433 | 4.5138 | 55.5 | 0 | 55.5 | 57 | 32.9 | 24.1 | 4.67 | 21.67 | 6.88 | 22.62 | 4.67 | 21.67 | 6.42 | 88.2374 | [5 empty] | 21246.5 | 12.6276 | 0 | 0 | 9.64 | 1.31 | 1.93 | 6.68 |  |  | 16.3239 | 12.5767 | 156.784 | 0 | 0 | 0 | 0 | 0 | 441.303 | 1025.32 | 2466.05 | 95.0332 | 4213.39 | 600.641 | 3382.87 | 0 | 1441.2 | 5424.71 | 16.3239 | 12.5767 | 156.784 | 106.867 | -3242.47 | 441.303 | 1025.32 | 2466.05 | 95.0332 | 1077.79 | 600.641 | 3562.28 | 1441.2 | 5604.12 | 178.201 | 1.6998 | 156.784 | 0 | 1278.61 | 1315.06 | 2209.01 | 129.849 | 5269.21 | 3702.51 | 5775.09 | 1545 | 11022.6
2019-04-14 13:09 | RIBD\ED9\ED9_CZ06_2100_ELEC.RIBD19 | v30 06 S21 G20 M02 | 6 | 1 | 2100 | Proposed and Standard | FAIL | -18.29 | -11.4 | -37.9 | 67.7 | 788.829 | 22.6885 | 200.141 | 2592.15 | 0 | 0 | 0 | 0 | 505.557 | 1991.81 | 2025.88 | 119.621 | 8246.67 | 3603.81 | 0 | 0 | 0 | 0 | 0 | 0 | 9.24 | 2.56 | 2.58 | 33.16 | 0 | 0 | 0 | 0 | 7.31 | 25.89 | 27.03 | 1.63 | 109.4 | 47.54 | 0 | 0.16338 | 0.022854 | 0.31888 | 0 | 0 | 0 | 0 | 0.13421 | 0.28468 | 0.30364 | 0.020387 | 1.248 | 0.50511 | 878.76 | 22.7517 | 200.141 | 1101.56 | -3953.13 | 505.557 | 1986.29 | 2025.88 | 119.621 | 2887.43 | 2203.21 | 0 | 0 | 0 | 0 | 0 | 10.29 | 2.61 | 2.58 | 13.77 | -42.81 | 7.31 | 25.82 | 27.03 | 1.63 | 48.23 | 29.25 | 0 | 0.16746 | 0.022854 | 0.15541 | 0 | 0.13421 | 0.28391 | 0.30364 | 0.020387 | 1.0879 | 0.34572 | BEMCmpMgr 2019.0.11 Alpha (1312) | CSE19 0.860.0 EXE | MPCBECC | Propane | -0.16015 | -0.15938 | -126.8 | -62.5 | 788.829 | 22.6885 | 200.141 | 2592.15 | 0 | 0 | 0 | 0 | 505.557 | 1991.81 | 2025.88 | 119.621 | 8246.67 | 0 | 0 | 0 | 0 | 0 | 9.24 | 2.56 | 2.58 | 33.16 | 0 | 0 | 0 | 0 | 7.31 | 25.89 | 27.03 | 1.63 | 109.4 | 0 | 0.16338 | 0.022854 | 0.31888 | 0 | 0 | 0 | 0 | 0.13421 | 0.28468 | 0.30364 | 0.020387 | 1.248 | 1490.25 | 85.9297 | 200.141 | 2707.95 | 2135 | 2349 | 2531 | 297.5 | 11796.8 | 0 | 0 | 0 | 0 | 17.43 | 6.35 | 2.58 | 34.45 | 31.2 | 31.23 | 34.09 | 4.33 | 161.66 | 17.43 | 6.35 | 2.58 | 34.45 | 31.2 | 31.23 | 34.09 | 4.33 | 161.66 | 0 | 0.29589 | 0.022854 | 0.30218 | 0.62343 | 0.35042 | 0.41447 | 0.06293 | 2.0722 | 67.7 | 0 | 67.7 | 56.3 | 26.5 | 29.8 | 47.54 | 0 | 29.25 | 0 | 47.54 | 0 | 60.81 | 0 | [5 empty] | 3954.29 | 2.5038 | 0 | 0 | 1.53 | 0.23 | 0.18 | 0.88 |  |  | 164.425 | 6.3316 | 37.1141 | 450.867 | 0 | 0 | 0 | 0 | 110.455 | 341.93 | 395.209 | 26.3203 | 1532.65 | 0 | 0 | 0 | 0 | 0 | 183.214 | 6.3628 | 37.1141 | 185.388 | -407.475 | 110.455 | 340.982 | 395.209 | 26.3203 | 877.569 | 0 | 0 | 0 | 0 | 309.279 | 22.4201 | 37.1141 | 473.535 | 466.012 | 457.129 | 502.216 | 78.6174 | 2346.32 | 0 | 0 | 0 | 0
2019-04-14 13:09 | RIBD\ED9\ED9_CZ06_2100_NGAS.RIBD19 | v30 06 S21 G20 M01 | 6 | 1 | 2100 | Proposed and Standard | FAIL | 1.33 | 0.9 | -25.9 | 49.4 | 53.7535 | 23.5996 | 200.141 | 0 | 0 | 0 | 0 | 0 | 505.557 | 941.01 | 2025.88 | 119.621 | 3869.56 | 277.495 | 79.3244 | 110.444 | 0 | 42.7925 | 232.561 | 189.769 | 9.04 | 2.63 | 2.58 | 10.5 | 0 | 0 | 0 | 0 | 7.31 | 16.54 | 27.03 | 1.63 | 77.26 | 24.75 | 0 | 0.16721 | 0.022854 | 0 | 0 | 0 | 0 | 0 | 0.13421 | 0.13724 | 0.30364 | 0.020387 | 0.78555 | 0.19006 | 53.7535 | 23.5996 | 200.141 | 85.2288 | -3954.79 | 505.557 | 941.01 | 2025.88 | 119.621 | 0.0006654 | 362.723 | 79.3244 | 112.636 | 42.7925 | 234.753 | 191.961 | 9.04 | 2.63 | 2.58 | 11.83 | -41.9 | 7.31 | 16.54 | 27.03 | 1.63 | 36.69 | 26.08 | 0 | 0.16721 | 0.022854 | 0.014324 | 0 | 0.13421 | 0.13724 | 0.30364 | 0.020387 | 0.79987 | 0.20439 | BEMCmpMgr 2019.0.11 Alpha (1312) | CSE19 0.860.0 EXE | MPCBECC | Natural Gas | 0.014324 | 0.014324 | -110.6 | 5.1 | 53.7535 | 23.5996 | 200.141 | 0 | 0 | 0 | 0 | 0 | 505.557 | 941.01 | 2025.88 | 119.621 | 3869.56 | 79.3244 | 110.444 | 0 | 42.7925 | 232.561 | 9.04 | 2.63 | 2.58 | 10.5 | 0 | 0 | 0 | 0 | 7.31 | 16.54 | 27.03 | 1.63 | 77.26 | 0 | 0.16721 | 0.022854 | 0 | 0 | 0 | 0 | 0 | 0.13421 | 0.13724 | 0.30364 | 0.020387 | 0.78555 | 177.875 | 93.3675 | 200.141 | 0 | 2135 | 930.001 | 2637.81 | 297.5 | 6471.7 | 148.032 | 165.687 | 65.4 | 379.119 | 17.4329 | 6.74 | 2.58 | 35.7955 | 31.2 | 22.7752 | 35.53 | 4.33 | 156.384 | 17.74 | 6.74 | 2.58 | 15.75 | 31.2 | 18.3 | 35.53 | 4.33 | 132.17 | 0 | 0.31274 | 0.022854 | 0 | 0.62343 | 0.11804 | 0.43196 | 0.06293 | 1.572 | 49.4 | 0 | 49.4 | 50.3 | 26.8 | 23.5 | 5.84 | 18.91 | 6.97 | 19.11 | 5.84 | 18.91 | 11.4 | 51.1484 | [5 empty] | 3955.95 | 2.5048 | 0 | 0 | 1.99 | 0.18 | 0.23 | 1.61 |  |  | 10.7039 | 6.5722 | 37.1141 | 0 | 0 | 0 | 0 | 0 | 110.455 | 171.732 | 395.209 | 26.3203 | 758.106 | 420.977 | 586.131 | 0 | 227.101 | 1234.21 | 10.7039 | 6.5722 | 37.1141 | 15.3586 | -407.647 | 110.455 | 171.732 | 395.209 | 26.3203 | 365.817 | 420.977 | 597.764 | 227.101 | 1245.84 | 36.5191 | 24.3342 | 37.1141 | 0 | 466.012 | 175.562 | 523.41 | 78.6174 | 1341.57 | 785.611 | 879.306 | 347.08 | 2012
2019-04-14 13:09 | RIBD\ED9\ED9_CZ06_2700_ELEC.RIBD19 | v30 06 S27 G20 M02 | 6 | 1 | 2700 | Proposed and Standard | FAIL | -16.37 | -10.8 | -36.5 | 66.2 | 886.871 | 52.5295 | 251.192 | 2906.97 | 0 | 0 | 0 | 0 | 615.745 | 2249.52 | 2371.31 | 151.515 | 9485.65 | 4097.56 | 0 | 0 | 0 | 0 | 0 | 0 | 8.08 | 3.97 | 2.52 | 29.51 | 0 | 0 | 0 | 0 | 6.92 | 23.64 | 24.6 | 1.61 | 100.85 | 44.08 | 0 | 0.32733 | 0.028683 | 0.41846 | 0 | 0 | 0 | 0 | 0.16346 | 0.47168 | 0.35412 | 0.025823 | 1.7896 | 0.77448 | 979.951 | 52.8958 | 251.192 | 1258.62 | -4650.85 | 615.745 | 2240.88 | 2371.31 | 151.515 | 3271.25 | 2542.66 | 0 | 0 | 0 | 0 | 0 | 8.92 | 4.05 | 2.52 | 12.22 | -39.14 | 6.92 | 23.56 | 24.6 | 1.61 | 45.26 | 27.71 | 0 | 0.33955 | 0.028683 | 0.13212 | 0 | 0.16346 | 0.47097 | 0.35412 | 0.025823 | 1.5147 | 0.50035 | BEMCmpMgr 2019.0.11 Alpha (1312) | CSE19 0.860.0 EXE | MPCBECC | Propane | -0.27483 | -0.27412 | -122.8 | -59.1 | 886.871 | 52.5295 | 251.192 | 2906.97 | 0 | 0 | 0 | 0 | 615.745 | 2249.52 | 2371.31 | 151.515 | 9485.65 | 0 | 0 | 0 | 0 | 0 | 8.08 | 3.97 | 2.52 | 29.51 | 0 | 0 | 0 | 0 | 6.92 | 23.64 | 24.6 | 1.61 | 100.85 | 0 | 0.32733 | 0.028683 | 0.41846 | 0 | 0 | 0 | 0 | 0.16346 | 0.47168 | 0.35412 | 0.025823 | 1.7896 | 1899.87 | 170.458 | 251.192 | 3022.88 | 2615 | 2596 | 3146.01 | 327.5 | 14028.9 | 0 | 0 | 0 | 0 | 17.28 | 8.64 | 2.52 | 30.63 | 29.72 | 26.87 | 32.95 | 3.7 | 152.31 | 17.28 | 8.64 | 2.52 | 30.63 | 29.72 | 26.87 | 32.95 | 3.7 | 152.31 | 0 | 0.48989 | 0.028683 | 0.44207 | 0.76359 | 0.38997 | 0.51519 | 0.069276 | 2.6987 | 66.2 | 0 | 66.2 | 55.4 | 25.7 | 29.7 | 44.08 | 0 | 27.71 | 0 | 44.08 | 0 | 59.07 | 0 | [5 empty] | 4652.21 | 2.9457 | 0 | 0 | 1.79 | 0.27 | 0.21 | 1.03 |  |  | 185.57 | 14.6229 | 46.5809 | 520.1 | 0 | 0 | 0 | 0 | 134.529 | 394.409 | 462.36 | 33.3379 | 1791.51 | 0 | 0 | 0 | 0 | 0 | 205.078 | 14.7628 | 46.5809 | 217.964 | -479.394 | 134.529 | 392.915 | 462.36 | 33.3379 | 1028.13 | 0 | 0 | 0 | 0 | 396.086 | 43.4251 | 46.5809 | 543.457 | 570.783 | 505.907 | 624.249 | 86.5452 | 2817.03 | 0 | 0 | 0 | 0
2019-04-14 13:09 | RIBD\ED9\ED9_CZ06_2700_NGAS.RIBD19 | v30 06 S27 G20 M01 | 6 | 1 | 2700 | Proposed and Standard | FAIL | 0.91 | 0.6 | -25.7 | 48.9 | 59.0925 | 53.5701 | 251.192 | 0 | 0 | 0 | 0 | 0 | 615.745 | 1062.43 | 2371.31 | 151.515 | 4564.85 | 363.855 | 87.2034 | 124.6 | 0 | 48.2342 | 260.037 | 211.803 | 7.73 | 4.03 | 2.52 | 9.19 | 0 | 0 | 0 | 0 | 6.92 | 14.64 | 24.6 | 1.61 | 71.24 | 23.47 | 0 | 0.33184 | 0.028683 | 0 | 0 | 0 | 0 | 0 | 0.16346 | 0.17309 | 0.35412 | 0.025823 | 1.077 | 0.36053 | 59.0925 | 53.5701 | 251.192 | 87.7514 | -4652.61 | 615.745 | 1062.43 | 2371.31 | 151.515 | -0.0010545 | 451.606 | 87.2034 | 124.936 | 48.2342 | 260.374 | 212.14 | 7.73 | 4.03 | 2.52 | 10.1 | -38.32 | 6.92 | 14.64 | 24.6 | 1.61 | 33.83 | 24.38 | 0 | 0.33184 | 0.028683 | 0.012978 | 0 | 0.16346 | 0.17309 | 0.35412 | 0.025823 | 1.09 | 0.3735 | BEMCmpMgr 2019.0.11 Alpha (1312) | CSE19 0.860.0 EXE | MPCBECC | Natural Gas | 0.012978 | 0.012978 | -110.6 | 3.7 | 59.0925 | 53.5701 | 251.192 | 0 | 0 | 0 | 0 | 0 | 615.745 | 1062.43 | 2371.31 | 151.515 | 4564.85 | 87.2034 | 124.6 | 0 | 48.2342 | 260.037 | 7.73 | 4.03 | 2.52 | 9.19 | 0 | 0 | 0 | 0 | 6.92 | 14.64 | 24.6 | 1.61 | 71.24 | 0 | 0.33184 | 0.028683 | 0 | 0 | 0 | 0 | 0 | 0.16346 | 0.17309 | 0.35412 | 0.025823 | 1.077 | 226.872 | 178.908 | 251.192 | 0 | 2615 | 989.001 | 3267.2 | 327.5 | 7855.67 | 188.809 | 178.919 | 73.4 | 441.128 | 17.2757 | 8.94 | 2.52 | 29.9773 | 29.72 | 19.3331 | 34.22 | 3.7 | 145.686 | 17.58 | 8.94 | 2.52 | 13.19 | 29.72 | 15.43 | 34.22 | 3.7 | 125.3 | 0 | 0.50546 | 0.028683 | 0 | 0.76359 | 0.12681 | 0.53503 | 0.069276 | 2.0288 | 48.9 | 0 | 48.9 | 49.5 | 26.3 | 23.2 | 7.09 | 16.38 | 7.99 | 16.39 | 7.09 | 16.38 | 13.52 | 45.193 | [5 empty] | 4653.97 | 2.9468 | 0 | 0 | 2.28 | 0.21 | 0.27 | 1.82 |  |  | 11.8267 | 14.9038 | 46.5809 | 0 | 0 | 0 | 0 | 0 | 134.529 | 195.525 | 462.36 | 33.3379 | 899.063 | 462.791 | 661.255 | 0 | 255.98 | 1380.03 | 11.8267 | 14.9038 | 46.5809 | 15.8611 | -479.575 | 134.529 | 195.525 | 462.36 | 33.3379 | 435.349 | 462.791 | 663.042 | 255.98 | 1381.81 | 46.8198 | 45.5021 | 46.5809 | 0 | 570.783 | 187.036 | 648.296 | 86.5452 | 1631.56 | 1002.01 | 949.528 | 389.536 | 2341.08
2019-04-14 13:09 | RIBD\ED9\ED9_CZ06_6960_ELEC.RIBD19 | v30 06 S69 G15 M02 | 6 | 8 | 6960 | Proposed and Standard | FAIL | -31.31 | -14.7 | -48.5 | 80.3 | 615.942 | 606.509 | 785.772 | 13628.1 | 0 | 0 | 0 | 0 | 2033.7 | 12000.3 | 12062 | 433.914 | 42166.2 | 15636.3 | 0 | 0 | 0 | 0 | 0 | 0 | 2.17 | 9.7 | 3.05 | 50.96 | 0 | 0 | 0 | 0 | 8.87 | 46.78 | 48.62 | 1.79 | 171.94 | 65.88 | 0 | 1.6762 | 0.089726 | 1.2065 | 0 | 0 | 0 | 0 | 0.53989 | 1.4283 | 1.8235 | 0.073953 | 6.8381 | 2.9724 | 1384.9 | 455.351 | 785.772 | 5265.29 | -21857.6 | 2033.7 | 11930.4 | 12062 | 433.914 | 12493.7 | 7891.31 | 0 | 0 | 0 | 0 | 0 | 4.86 | 7.41 | 3.05 | 19.25 | -72.32 | 8.87 | 46.52 | 48.62 | 1.79 | 68.05 | 34.57 | 0 | 1.2846 | 0.089726 | 0.29345 | 0 | 0.53989 | 1.4228 | 1.8235 | 0.073953 | 5.5279 | 1.6678 | BEMCmpMgr 2019.0.11 Alpha (1312) | CSE19 0.860.0 EXE | MPCBECC | Propane | -1.3102 | -1.3046 | -152.7 | -90.6 | 615.942 | 606.509 | 785.772 | 13628.1 | 0 | 0 | 0 | 0 | 2033.7 | 12000.3 | 12062 | 433.914 | 42166.2 | 0 | 0 | 0 | 0 | 0 | 2.17 | 9.7 | 3.05 | 50.96 | 0 | 0 | 0 | 0 | 8.87 | 46.78 | 48.62 | 1.79 | 171.94 | 0 | 1.6762 | 0.089726 | 1.2065 | 0 | 0 | 0 | 0 | 0.53989 | 1.4283 | 1.8235 | 0.073953 | 6.8381 | 2365.47 | 1372.38 | 785.772 | 14446.9 | 5894.96 | 15077.5 | 10697.7 | 540.499 | 51181.3 | 0 | 0 | 0 | 0 | 8.35 | 16.6 | 3.05 | 53.86 | 25.99 | 60.33 | 43.47 | 2.37 | 214.02 | 8.35 | 16.6 | 3.05 | 53.86 | 25.99 | 60.33 | 43.47 | 2.37 | 214.02 | 0 | 2.3703 | 0.089726 | 1.1922 | 1.7213 | 2.2058 | 1.7518 | 0.11433 | 9.4455 | 80.3 | 0 | 80.3 | 65.6 | 33.8 | 31.8 | 65.88 | 0 | 34.57 | 0 | 65.88 | 0 | 81.86 | 0 | [5 empty] | 21864 | 13.8439 | 0 | 0 | 7.62 | 1.46 | 0.79 | 4.03 |  |  | 129.463 | 165.844 | 145.713 | 2296.65 | 0 | 0 | 0 | 0 | 444.325 | 1983.81 | 2355.87 | 95.4742 | 7617.16 | 0 | 0 | 0 | 0 | 0 | 272.395 | 124.631 | 145.713 | 875.013 | -2253.01 | 444.325 | 1970.98 | 2355.87 | 95.4742 | 4031.39 | 0 | 0 | 0 | 0 | 494.667 | 333.269 | 145.713 | 2450.97 | 1286.71 | 2922.79 | 2122.71 | 142.832 | 9899.66 | 0 | 0 | 0 | 0
2019-04-14 13:09 | RIBD\ED9\ED9_CZ06_6960_NGAS.RIBD19 | v30 06 S69 G15 M01 | 6 | 8 | 6960 | Proposed and Standard | FAIL | 3.37 | 1.8 | -34.4 | 61.1 | 20.0753 | 595.349 | 785.772 | 0 | 0 | 0 | 0 | 0 | 2033.7 | 5380.06 | 12062 | 433.914 | 21310.8 | 1401.2 | 29.6253 | 567.438 | 0 | 271.564 | 868.627 | 597.063 | 1.03 | 9.59 | 3.05 | 16.26 | 0 | 0 | 0 | 0 | 8.87 | 28.94 | 48.62 | 1.79 | 118.15 | 29.93 | 0 | 1.6633 | 0.089726 | 0 | 0 | 0 | 0 | 0 | 0.53989 | 0.66388 | 1.8235 | 0.073953 | 4.8542 | 1.753 | 20.0753 | 595.349 | 785.772 | 549.169 | -21860 | 2033.7 | 5380.06 | 12062 | 433.914 | 0.00032065 | 1950.36 | 29.6253 | 611.684 | 271.564 | 912.873 | 641.31 | 1.03 | 9.59 | 3.05 | 19.63 | -69.96 | 8.87 | 28.94 | 48.62 | 1.79 | 51.56 | 33.3 | 0 | 1.6633 | 0.089726 | 0.065314 | 0 | 0.53989 | 0.66388 | 1.8235 | 0.073953 | 4.9195 | 1.8183 | BEMCmpMgr 2019.0.11 Alpha (1312) | CSE19 0.860.0 EXE | MPCBECC | Natural Gas | 0.065314 | 0.065314 | -129.2 | 10.1 | 20.0753 | 595.349 | 785.772 | 0 | 0 | 0 | 0 | 0 | 2033.7 | 5380.06 | 12062 | 433.914 | 21310.8 | 29.6253 | 567.438 | 0 | 271.564 | 868.627 | 1.03 | 9.59 | 3.05 | 16.26 | 0 | 0 | 0 | 0 | 8.87 | 28.94 | 48.62 | 1.79 | 118.15 | 0 | 1.6633 | 0.089726 | 0 | 0 | 0 | 0 | 0 | 0.53989 | 0.66388 | 1.8235 | 0.073953 | 4.8542 | 277.281 | 1263.05 | 785.772 | 0 | 5894.96 | 6547.68 | 10697.7 | 540.499 | 26007 | 230.761 | 1016.82 | 291.124 | 1538.7 | 8.38 | 15.62 | 3.05 | 53.9444 | 25.99 | 40.4914 | 43.47 | 2.37 | 193.316 | 8.38 | 15.62 | 3.05 | 29.13 | 25.99 | 33.97 | 43.47 | 2.37 | 161.98 | 0 | 2.2284 | 0.089726 | 0 | 1.7213 | 0.80892 | 1.7518 | 0.11433 | 6.7145 | 61.1 | 0 | 61.1 | 62.9 | 36.2 | 26.7 | 12.71 | 17.22 | 14.84 | 18.46 | 12.71 | 17.22 | 19.65 | 61.3444 | [5 empty] | 21866.4 | 13.8454 | 0 | 0 | 8.79 | 1.02 | 1.23 | 6.87 |  |  | 3.9881 | 162.687 | 145.713 | 0 | 0 | 0 | 0 | 0 | 444.325 | 969.388 | 2355.87 | 95.4742 | 4177.45 | 157.223 | 3011.41 | 0 | 1441.2 | 4609.83 | 3.9881 | 162.687 | 145.713 | 97.7155 | -2253.26 | 444.325 | 969.388 | 2355.87 | 95.4742 | 2021.91 | 157.223 | 3246.23 | 1441.2 | 4844.65 | 57.1387 | 307.463 | 145.713 | 0 | 1286.71 | 1230.25 | 2122.71 | 142.832 | 5292.81 | 1224.65 | 5396.28 | 1545 | 8165.94
2019-04-14 13:09 | RIBD\ED9\ED9_CZ07_2100_ELEC.RIBD19 | v30 07 S21 G20 M02 | 7 | 1 | 2100 | Proposed and Standard | FAIL | -19.14 | -12.9 | -41.3 | 68.7 | 273.124 | 1.565 | 199.739 | 2549.98 | 0 | 0 | 0 | 0 | 505.557 | 1992.23 | 2025.88 | 119.621 | 7667.7 | 3024.4 | 0 | 0 | 0 | 0 | 0 | 0 | 3.25 | 0.24 | 2.62 | 33.42 | 0 | 0 | 0 | 0 | 7.45 | 26.56 | 27.54 | 1.66 | 102.74 | 39.53 | 0 | 0.0091207 | 0.022808 | 0.3224 | 0 | 0 | 0 | 0 | 0.13421 | 0.28389 | 0.30364 | 0.020387 | 1.0965 | 0.35433 | 332.36 | 1.5325 | 199.739 | 1053.51 | -3899.15 | 505.557 | 1986.65 | 2025.88 | 119.621 | 2325.7 | 1587.14 | 0 | 0 | 0 | 0 | 0 | 3.96 | 0.23 | 2.62 | 13.58 | -42.55 | 7.45 | 26.49 | 27.54 | 1.66 | 40.98 | 20.39 | 0 | 0.0069271 | 0.022808 | 0.16785 | 0 | 0.13421 | 0.28304 | 0.30364 | 0.020387 | 0.93887 | 0.19759 | BEMCmpMgr 2019.0.11 Alpha (1312) | CSE19 0.860.0 EXE | MPCBECC | Propane | -0.15759 | -0.15674 | -150.7 | -93.9 | 273.124 | 1.565 | 199.739 | 2549.98 | 0 | 0 | 0 | 0 | 505.557 | 1992.23 | 2025.88 | 119.621 | 7667.7 | 0 | 0 | 0 | 0 | 0 | 3.25 | 0.24 | 2.62 | 33.42 | 0 | 0 | 0 | 0 | 7.45 | 26.56 | 27.54 | 1.66 | 102.74 | 0 | 0.0091207 | 0.022808 | 0.3224 | 0 | 0 | 0 | 0 | 0.13421 | 0.28389 | 0.30364 | 0.020387 | 1.0965 | 600.576 | 24.4984 | 199.739 | 2663.99 | 2135 | 2349 | 2531 | 297.5 | 10801.3 | 0 | 0 | 0 | 0 | 7.15 | 2.43 | 2.62 | 34.69 | 31.8 | 31.81 | 34.72 | 4.42 | 149.64 | 7.15 | 2.43 | 2.62 | 34.69 | 31.8 | 31.81 | 34.72 | 4.42 | 149.64 | 0 | 0.13994 | 0.022808 | 0.31162 | 0.62343 | 0.35042 | 0.41447 | 0.06293 | 1.9256 | 68.7 | 0 | 68.7 | 55.8 | 28.4 | 27.4 | 39.53 | 0 | 20.39 | 0 | 39.53 | 0 | 46.89 | 0 | [5 empty] | 3900.29 | 2.3804 | 0 | 0 | 1.41 | 0.23 | 0.17 | 0.76 |  |  | 56.252 | 0.43002 | 37.0394 | 445.949 | 0 | 0 | 0 | 0 | 110.455 | 341.985 | 395.209 | 26.3203 | 1413.64 | 0 | 0 | 0 | 0 | 0 | 68.5066 | 0.41604 | 37.0394 | 177.816 | -399.497 | 110.455 | 341.022 | 395.209 | 26.3203 | 757.287 | 0 | 0 | 0 | 0 | 123.038 | 6.7249 | 37.0394 | 466.321 | 466.012 | 457.129 | 502.216 | 78.6174 | 2137.1 | 0 | 0 | 0 | 0
2019-04-14 13:09 | RIBD\ED9\ED9_CZ07_2100_NGAS.RIBD19 | v30 07 S21 G20 M01 | 7 | 1 | 2100 | Proposed and Standard | FAIL | 1.36 | 0.9 | -28.1 | 48.6 | 20.9322 | 1.6638 | 199.739 | 0 | 0 | 0 | 0 | 0 | 505.557 | 942.194 | 2025.88 | 119.621 | 3815.59 | 222.334 | 30.8887 | 108.651 | 0 | 42.7925 | 182.332 | 139.54 | 3.41 | 0.26 | 2.62 | 10.16 | 0 | 0 | 0 | 0 | 7.45 | 16.72 | 27.54 | 1.66 | 69.82 | 16.45 | 0 | 0.011171 | 0.022808 | 0 | 0 | 0 | 0 | 0 | 0.13421 | 0.13646 | 0.30364 | 0.020387 | 0.62868 | 0.033979 | 20.9322 | 1.6638 | 199.739 | 85.224 | -3900.81 | 505.557 | 942.194 | 2025.88 | 119.621 | -0.00091783 | 307.558 | 30.8887 | 111.111 | 42.7925 | 184.792 | 141.999 | 3.41 | 0.26 | 2.62 | 11.52 | -41.68 | 7.45 | 16.72 | 27.54 | 1.66 | 29.5 | 17.81 | 0 | 0.011171 | 0.022808 | 0.014324 | 0 | 0.13421 | 0.13646 | 0.30364 | 0.020387 | 0.64301 | 0.048303 | BEMCmpMgr 2019.0.11 Alpha (1312) | CSE19 0.860.0 EXE | MPCBECC | Natural Gas | 0.014324 | 0.014324 | -136.7 | 7.6 | 20.9322 | 1.6638 | 199.739 | 0 | 0 | 0 | 0 | 0 | 505.557 | 942.194 | 2025.88 | 119.621 | 3815.59 | 30.8887 | 108.651 | 0 | 42.7925 | 182.332 | 3.41 | 0.26 | 2.62 | 10.16 | 0 | 0 | 0 | 0 | 7.45 | 16.72 | 27.54 | 1.66 | 69.82 | 0 | 0.011171 | 0.022808 | 0 | 0 | 0 | 0 | 0 | 0.13421 | 0.13646 | 0.30364 | 0.020387 | 0.62868 | 80.3034 | 27.8182 | 199.739 | 0 | 2135 | 930.001 | 2637.81 | 297.5 | 6308.17 | 66.8283 | 164.069 | 65.4 | 296.297 | 7.2261 | 2.71 | 2.62 | 35.6744 | 31.8 | 23.0242 | 36.19 | 4.42 | 143.665 | 7.79 | 2.71 | 2.62 | 15.34 | 31.8 | 18.43 | 36.19 | 4.42 | 119.3 | 0 | 0.15643 | 0.022808 | 0 | 0.62343 | 0.11804 | 0.43196 | 0.06293 | 1.4156 | 48.6 | 0 | 48.6 | 49.5 | 29 | 20.5 | 3.13 | 13.32 | 4.27 | 13.54 | 3.13 | 13.32 | 6.29 | 41.9405 | [5 empty] | 3901.96 | 2.3814 | 0 | 0 | 1.71 | 0.18 | 0.22 | 1.34 |  |  | 4.1797 | 0.46087 | 37.0394 | 0 | 0 | 0 | 0 | 0 | 110.455 | 171.952 | 395.209 | 26.3203 | 745.616 | 163.927 | 576.613 | 0 | 227.101 | 967.642 | 4.1797 | 0.46087 | 37.0394 | 15.3583 | -399.667 | 110.455 | 171.952 | 395.209 | 26.3203 | 361.307 | 163.927 | 589.668 | 227.101 | 980.696 | 16.3716 | 7.6215 | 37.0394 | 0 | 466.012 | 175.562 | 523.41 | 78.6174 | 1304.63 | 354.66 | 870.72 | 347.08 | 1572.46
2019-04-14 13:09 | RIBD\ED9\ED9_CZ07_2700_ELEC.RIBD19 | v30 07 S27 G20 M02 | 7 | 1 | 2700 | Proposed and Standard | FAIL | -17.06 | -12.3 | -40.2 | 67.1 | 295.244 | 6.7981 | 250.242 | 2861.14 | 0 | 0 | 0 | 0 | 615.745 | 2250.16 | 2371.31 | 151.515 | 8802.15 | 3413.42 | 0 | 0 | 0 | 0 | 0 | 0 | 2.73 | 0.8 | 2.55 | 29.29 | 0 | 0 | 0 | 0 | 7.06 | 24.25 | 25.06 | 1.64 | 93.38 | 35.37 | 0 | 0.082189 | 0.028575 | 0.4218 | 0 | 0 | 0 | 0 | 0.16346 | 0.47075 | 0.35412 | 0.025823 | 1.5467 | 0.53257 | 347.353 | 6.6234 | 250.242 | 1188.1 | -4568.06 | 615.745 | 2241.29 | 2371.31 | 151.515 | 2604.11 | 1792.32 | 0 | 0 | 0 | 0 | 0 | 3.22 | 0.79 | 2.55 | 11.75 | -38.76 | 7.06 | 24.16 | 25.06 | 1.64 | 37.47 | 18.31 | 0 | 0.081911 | 0.028575 | 0.13267 | 0 | 0.16346 | 0.47001 | 0.35412 | 0.025823 | 1.2566 | 0.24316 | BEMCmpMgr 2019.0.11 Alpha (1312) | CSE19 0.860.0 EXE | MPCBECC | Propane | -0.29015 | -0.28941 | -149.2 | -93.2 | 295.244 | 6.7981 | 250.242 | 2861.14 | 0 | 0 | 0 | 0 | 615.745 | 2250.16 | 2371.31 | 151.515 | 8802.15 | 0 | 0 | 0 | 0 | 0 | 2.73 | 0.8 | 2.55 | 29.29 | 0 | 0 | 0 | 0 | 7.06 | 24.25 | 25.06 | 1.64 | 93.38 | 0 | 0.082189 | 0.028575 | 0.4218 | 0 | 0 | 0 | 0 | 0.16346 | 0.47075 | 0.35412 | 0.025823 | 1.5467 | 747.292 | 69.5121 | 250.242 | 2975.55 | 2615 | 2596 | 3146.01 | 327.5 | 12727.1 | 0 | 0 | 0 | 0 | 6.92 | 4.37 | 2.55 | 30.29 | 30.29 | 27.37 | 33.57 | 3.79 | 139.15 | 6.92 | 4.37 | 2.55 | 30.29 | 30.29 | 27.37 | 33.57 | 3.79 | 139.15 | 0 | 0.27963 | 0.028575 | 0.40643 | 0.76359 | 0.38997 | 0.51519 | 0.069276 | 2.4527 | 67.1 | 0 | 67.1 | 54.8 | 27.9 | 26.9 | 35.37 | 0 | 18.31 | 0 | 35.37 | 0 | 44.13 | 0 | [5 empty] | 4569.4 | 2.7887 | 0 | 0 | 1.65 | 0.26 | 0.21 | 0.88 |  |  | 61.0132 | 2.008 | 46.4047 | 514.458 | 0 | 0 | 0 | 0 | 134.529 | 394.515 | 462.36 | 33.3379 | 1648.63 | 0 | 0 | 0 | 0 | 0 | 71.7911 | 1.9571 | 46.4047 | 207.511 | -468.032 | 134.529 | 392.969 | 462.36 | 33.3379 | 882.828 | 0 | 0 | 0 | 0 | 153.501 | 18.3315 | 46.4047 | 534.908 | 570.783 | 505.907 | 624.249 | 86.5452 | 2540.63 | 0 | 0 | 0 | 0
2019-04-14 13:09 | RIBD\ED9\ED9_CZ07_2700_NGAS.RIBD19 | v30 07 S27 G20 M01 | 7 | 1 | 2700 | Proposed and Standard | FAIL | 0.95 | 0.7 | -27.9 | 48 | 22.2307 | 7.1498 | 250.242 | 0 | 0 | 0 | 0 | 0 | 615.745 | 1063.88 | 2371.31 | 151.515 | 4482.07 | 279.622 | 32.8049 | 122.638 | 0 | 48.2342 | 203.677 | 155.443 | 2.81 | 0.83 | 2.55 | 8.9 | 0 | 0 | 0 | 0 | 7.06 | 14.8 | 25.06 | 1.64 | 63.65 | 15.09 | 0 | 0.086108 | 0.028575 | 0 | 0 | 0 | 0 | 0 | 0.16346 | 0.17216 | 0.35412 | 0.025823 | 0.83024 | 0.11468 | 22.2307 | 7.1498 | 250.242 | 87.749 | -4569.82 | 615.745 | 1063.88 | 2371.31 | 151.515 | 0.00024822 | 367.371 | 32.8049 | 123.267 | 48.2342 | 204.307 | 156.072 | 2.81 | 0.83 | 2.55 | 9.85 | -37.97 | 7.06 | 14.8 | 25.06 | 1.64 | 26.63 | 16.04 | 0 | 0.086108 | 0.028575 | 0.012978 | 0 | 0.16346 | 0.17216 | 0.35412 | 0.025823 | 0.84322 | 0.12766 | BEMCmpMgr 2019.0.11 Alpha (1312) | CSE19 0.860.0 EXE | MPCBECC | Natural Gas | 0.012978 | 0.012978 | -139 | 5.9 | 22.2307 | 7.1498 | 250.242 | 0 | 0 | 0 | 0 | 0 | 615.745 | 1063.88 | 2371.31 | 151.515 | 4482.07 | 32.8049 | 122.638 | 0 | 48.2342 | 203.677 | 2.81 | 0.83 | 2.55 | 8.9 | 0 | 0 | 0 | 0 | 7.06 | 14.8 | 25.06 | 1.64 | 63.65 | 0 | 0.086108 | 0.028575 | 0 | 0 | 0 | 0 | 0 | 0.16346 | 0.17216 | 0.35412 | 0.025823 | 0.83024 | 100.199 | 75.8011 | 250.242 | 0 | 2615 | 989.001 | 3267.2 | 327.5 | 7624.94 | 83.3853 | 177.185 | 73.4 | 333.971 | 6.9942 | 4.69 | 2.55 | 29.8837 | 30.29 | 19.5533 | 34.86 | 3.79 | 132.611 | 7.54 | 4.69 | 2.55 | 12.85 | 30.29 | 15.54 | 34.86 | 3.79 | 112.11 | 0 | 0.3011 | 0.028575 | 0 | 0.76359 | 0.12681 | 0.53503 | 0.069276 | 1.8244 | 48 | 0 | 48 | 48.7 | 28.6 | 20.1 | 3.59 | 11.5 | 4.5 | 11.54 | 3.59 | 11.5 | 8.17 | 35.9479 | [5 empty] | 4571.15 | 2.7898 | 0 | 0 | 1.96 | 0.21 | 0.26 | 1.51 |  |  | 4.4375 | 2.1156 | 46.4047 | 0 | 0 | 0 | 0 | 0 | 134.529 | 195.804 | 462.36 | 33.3379 | 878.988 | 174.097 | 650.844 | 0 | 255.98 | 1080.92 | 4.4375 | 2.1156 | 46.4047 | 15.8608 | -468.212 | 134.529 | 195.804 | 462.36 | 33.3379 | 426.638 | 174.097 | 654.184 | 255.98 | 1084.26 | 20.4838 | 19.9693 | 46.4047 | 0 | 570.783 | 187.036 | 648.296 | 86.5452 | 1579.52 | 442.528 | 940.328 | 389.536 | 1772.39
2019-04-14 13:09 | RIBD\ED9\ED9_CZ07_6960_ELEC.RIBD19 | v30 07 S69 G15 M02 | 7 | 8 | 6960 | Proposed and Standard | FAIL | -32.72 | -16 | -50.8 | 82.5 | 80.4525 | 359.757 | 785.772 | 13428.5 | 0 | 0 | 0 | 0 | 2033.7 | 11993.2 | 12062 | 433.914 | 41177.3 | 14654.5 | 0 | 0 | 0 | 0 | 0 | 0 | 0.29 | 7.59 | 3.11 | 51.2 | 0 | 0 | 0 | 0 | 9.04 | 47.87 | 49.53 | 1.82 | 170.45 | 62.19 | 0 | 1.7083 | 0.089726 | 1.2101 | 0 | 0 | 0 | 0 | 0.53989 | 1.4242 | 1.8235 | 0.073953 | 6.8697 | 3.0081 | 424.568 | 242.766 | 785.772 | 5171.04 | -21587.9 | 2033.7 | 11910.5 | 12062 | 433.914 | 11476.4 | 6624.15 | 0 | 0 | 0 | 0 | 0 | 1.5 | 5.49 | 3.11 | 19.37 | -72.02 | 9.04 | 47.56 | 49.53 | 1.82 | 65.4 | 29.47 | 0 | 1.301 | 0.089726 | 0.32492 | 0 | 0.53989 | 1.4187 | 1.8235 | 0.073953 | 5.5717 | 1.7157 | BEMCmpMgr 2019.0.11 Alpha (1312) | CSE19 0.860.0 EXE | MPCBECC | Propane | -1.298 | -1.2924 | -160.6 | -111 | 80.4525 | 359.757 | 785.772 | 13428.5 | 0 | 0 | 0 | 0 | 2033.7 | 11993.2 | 12062 | 433.914 | 41177.3 | 0 | 0 | 0 | 0 | 0 | 0.29 | 7.59 | 3.11 | 51.2 | 0 | 0 | 0 | 0 | 9.04 | 47.87 | 49.53 | 1.82 | 170.45 | 0 | 1.7083 | 0.089726 | 1.2101 | 0 | 0 | 0 | 0 | 0.53989 | 1.4242 | 1.8235 | 0.073953 | 6.8697 | 496.519 | 843.502 | 785.772 | 14244.5 | 5894.96 | 15077.5 | 10697.7 | 540.499 | 48581.1 | 0 | 0 | 0 | 0 | 1.78 | 12.61 | 3.11 | 54.45 | 26.49 | 61.44 | 44.28 | 2.42 | 206.58 | 1.78 | 12.61 | 3.11 | 54.45 | 26.49 | 61.44 | 44.28 | 2.42 | 206.58 | 0 | 2.3217 | 0.089726 | 1.2619 | 1.7213 | 2.2058 | 1.7518 | 0.11433 | 9.4666 | 82.5 | 0 | 82.5 | 66.5 | 34.8 | 31.7 | 62.19 | 0 | 29.47 | 0 | 62.19 | 0 | 71.95 | 0 | [5 empty] | 21594.2 | 13.179 | 0 | 0 | 7.41 | 1.43 | 0.78 | 3.81 |  |  | 16.838 | 101.942 | 145.713 | 2270.29 | 0 | 0 | 0 | 0 | 444.325 | 1982.35 | 2355.87 | 95.4742 | 7412.8 | 0 | 0 | 0 | 0 | 0 | 76.6173 | 69.3118 | 145.713 | 863.905 | -2211.84 | 444.325 | 1967.25 | 2355.87 | 95.4742 | 3806.64 | 0 | 0 | 0 | 0 | 102.08 | 217.087 | 145.713 | 2427.01 | 1286.71 | 2922.79 | 2122.71 | 142.832 | 9366.93 | 0 | 0 | 0 | 0
2019-04-14 13:09 | RIBD\ED9\ED9_CZ07_6960_NGAS.RIBD19 | v30 07 S69 G15 M01 | 7 | 8 | 6960 | Proposed and Standard | FAIL | 3.44 | 1.8 | -35.8 | 62.6 | 1.754 | 349.51 | 785.772 | 0 | 0 | 0 | 0 | 0 | 2033.7 | 5374.47 | 12062 | 433.914 | 21041.1 | 1137.04 | 2.5884 | 558.485 | 0 | 271.564 | 832.637 | 561.074 | 0.09 | 7.4 | 3.11 | 15.74 | 0 | 0 | 0 | 0 | 9.04 | 29.2 | 49.53 | 1.82 | 115.93 | 26.34 | 0 | 1.6664 | 0.089726 | 0 | 0 | 0 | 0 | 0 | 0.53989 | 0.65991 | 1.8235 | 0.073953 | 4.8534 | 1.7562 | 1.754 | 349.51 | 785.772 | 549.164 | -21590.2 | 2033.7 | 5374.47 | 12062 | 433.914 | 0.00072368 | 1686.2 | 2.5884 | 604.067 | 271.564 | 878.219 | 606.656 | 0.09 | 7.4 | 3.11 | 19.18 | -69.68 | 9.04 | 29.2 | 49.53 | 1.82 | 49.69 | 29.78 | 0 | 1.6664 | 0.089726 | 0.065314 | 0 | 0.53989 | 0.65991 | 1.8235 | 0.073953 | 4.9187 | 1.8215 | BEMCmpMgr 2019.0.11 Alpha (1312) | CSE19 0.860.0 EXE | MPCBECC | Natural Gas | 0.065314 | 0.065314 | -133.3 | 11.6 | 1.754 | 349.51 | 785.772 | 0 | 0 | 0 | 0 | 0 | 2033.7 | 5374.47 | 12062 | 433.914 | 21041.1 | 2.5884 | 558.485 | 0 | 271.564 | 832.637 | 0.09 | 7.4 | 3.11 | 15.74 | 0 | 0 | 0 | 0 | 9.04 | 29.2 | 49.53 | 1.82 | 115.93 | 0 | 1.6664 | 0.089726 | 0 | 0 | 0 | 0 | 0 | 0.53989 | 0.65991 | 1.8235 | 0.073953 | 4.8534 | 74.5539 | 764.57 | 785.772 | 0 | 5894.96 | 6547.68 | 10697.7 | 540.499 | 25305.8 | 62.0436 | 1008.38 | 291.124 | 1361.55 | 1.831 | 11.75 | 3.11 | 54.6346 | 26.49 | 40.7371 | 44.28 | 2.42 | 185.253 | 2.19 | 11.75 | 3.11 | 28.41 | 26.49 | 34.31 | 44.28 | 2.42 | 152.96 | 0 | 2.1861 | 0.089726 | 0 | 1.7213 | 0.80892 | 1.7518 | 0.11433 | 6.6723 | 62.6 | 0 | 62.6 | 64.4 | 37.6 | 26.8 | 10.52 | 15.82 | 12.69 | 17.09 | 10.52 | 15.82 | 15.13 | 56.1956 | [5 empty] | 21596.6 | 13.1805 | 0 | 0 | 8.53 | 1 | 1.21 | 6.66 |  |  | 0.34849 | 98.9748 | 145.713 | 0 | 0 | 0 | 0 | 0 | 444.325 | 968.277 | 2355.87 | 95.4742 | 4108.98 | 13.7365 | 2963.9 | 0 | 1441.2 | 4418.83 | 0.34849 | 98.9748 | 145.713 | 97.7154 | -2212.08 | 444.325 | 968.277 | 2355.87 | 95.4742 | 1994.62 | 13.7365 | 3205.8 | 1441.2 | 4660.74 | 15.1425 | 197.49 | 145.713 | 0 | 1286.71 | 1230.25 | 2122.71 | 142.832 | 5140.84 | 329.267 | 5351.5 | 1545 | 7225.77
2019-04-14 13:09 | RIBD\ED9\ED9_CZ08_2100_ELEC.RIBD19 | v30 08 S21 G20 M02 | 8 | 1 | 2100 | Proposed and Standard | FAIL | -17.55 | -10.1 | -36.1 | 62 | 417.478 | 189.078 | 200.523 | 2484.86 | 0 | 0 | 0 | 0 | 505.557 | 2007.85 | 2025.88 | 119.621 | 7950.86 | 3291.94 | 0 | 0 | 0 | 0 | 0 | 0 | 4.83 | 9.48 | 2.55 | 30.32 | 0 | 0 | 0 | 0 | 7.04 | 25.81 | 26.6 | 1.57 | 108.2 | 47.18 | 0 | 0.45334 | 0.022897 | 0.35343 | 0 | 0 | 0 | 0 | 0.13421 | 0.28871 | 0.30364 | 0.020387 | 1.5766 | 0.82966 | 453.904 | 189.669 | 200.523 | 1022.81 | -4111.6 | 505.557 | 2002.27 | 2025.88 | 119.621 | 2408.64 | 1866.9 | 0 | 0 | 0 | 0 | 0 | 5.25 | 9.69 | 2.55 | 12.14 | -45.29 | 7.04 | 25.74 | 26.6 | 1.57 | 45.29 | 29.63 | 0 | 0.46592 | 0.022897 | 0.093591 | 0 | 0.13421 | 0.28802 | 0.30364 | 0.020387 | 1.3287 | 0.58241 | BEMCmpMgr 2019.0.11 Alpha (1312) | CSE19 0.860.0 EXE | MPCBECC | Propane | -0.24795 | -0.24726 | -138.9 | -59.2 | 417.478 | 189.078 | 200.523 | 2484.86 | 0 | 0 | 0 | 0 | 505.557 | 2007.85 | 2025.88 | 119.621 | 7950.86 | 0 | 0 | 0 | 0 | 0 | 4.83 | 9.48 | 2.55 | 30.32 | 0 | 0 | 0 | 0 | 7.04 | 25.81 | 26.6 | 1.57 | 108.2 | 0 | 0.45334 | 0.022897 | 0.35343 | 0 | 0 | 0 | 0 | 0.13421 | 0.28871 | 0.30364 | 0.020387 | 1.5766 | 1076.44 | 655.856 | 200.523 | 2594.91 | 2135 | 2349 | 2531 | 297.5 | 11840.2 | 0 | 0 | 0 | 0 | 12.43 | 29.9 | 2.55 | 31.43 | 30.04 | 30.76 | 33.52 | 4 | 174.63 | 12.43 | 29.9 | 2.55 | 31.43 | 30.04 | 30.76 | 33.52 | 4 | 174.63 | 0 | 1.2058 | 0.022897 | 0.28198 | 0.62343 | 0.35042 | 0.41447 | 0.06293 | 2.9619 | 62 | 0 | 62 | 51.9 | 26 | 25.9 | 47.18 | 0 | 29.63 | 0 | 47.18 | 0 | 76.31 | 0 | [5 empty] | 4112.8 | 2.5987 | 0 | 0 | 1.48 | 0.23 | 0.19 | 0.8 |  |  | 86.3236 | 42.991 | 37.1848 | 434.722 | 0 | 0 | 0 | 0 | 110.455 | 345.22 | 395.209 | 26.3203 | 1478.43 | 0 | 0 | 0 | 0 | 0 | 93.9196 | 43.2025 | 37.1848 | 170.484 | -422.191 | 110.455 | 344.258 | 395.209 | 26.3203 | 798.842 | 0 | 0 | 0 | 0 | 219.551 | 169.232 | 37.1848 | 453.082 | 466.012 | 457.129 | 502.216 | 78.6174 | 2383.02 | 0 | 0 | 0 | 0
2019-04-14 13:09 | RIBD\ED9\ED9_CZ08_2100_NGAS.RIBD19 | v30 08 S21 G20 M01 | 8 | 1 | 2100 | Proposed and Standard | FAIL | 1.21 | 0.7 | -25.3 | 46.3 | 28.6202 | 191.452 | 200.523 | 0 | 0 | 0 | 0 | 0 | 505.557 | 957.683 | 2025.88 | 119.621 | 4029.34 | 420.595 | 42.2352 | 105.867 | 0 | 42.7925 | 190.895 | 148.102 | 4.82 | 9.63 | 2.55 | 10.07 | 0 | 0 | 0 | 0 | 7.04 | 16.66 | 26.6 | 1.57 | 78.94 | 27.07 | 0 | 0.46361 | 0.022897 | 0 | 0 | 0 | 0 | 0 | 0.13421 | 0.14127 | 0.30364 | 0.020387 | 1.086 | 0.48651 | 28.0713 | 190.669 | 200.523 | 85.2228 | -4113.27 | 505.557 | 957.72 | 2025.88 | 119.621 | -0.00073699 | 504.486 | 41.4252 | 108.742 | 42.7925 | 192.96 | 150.167 | 4.73 | 9.57 | 2.55 | 11.43 | -44.4 | 7.04 | 16.66 | 26.6 | 1.57 | 35.75 | 28.28 | 0 | 0.46042 | 0.022897 | 0.014324 | 0 | 0.13421 | 0.14127 | 0.30364 | 0.020387 | 1.0972 | 0.49764 | BEMCmpMgr 2019.0.11 Alpha (1312) | CSE19 0.860.0 EXE | MPCBECC | Natural Gas | 0.011125 | 0.011129 | -120.8 | 4.3 | 28.6202 | 191.452 | 200.523 | 0 | 0 | 0 | 0 | 0 | 505.557 | 957.683 | 2025.88 | 119.621 | 4029.34 | 42.2352 | 105.867 | 0 | 42.7925 | 190.895 | 4.82 | 9.63 | 2.55 | 10.07 | 0 | 0 | 0 | 0 | 7.04 | 16.66 | 26.6 | 1.57 | 78.94 | 0 | 0.46361 | 0.022897 | 0 | 0 | 0 | 0 | 0 | 0.13421 | 0.14127 | 0.30364 | 0.020387 | 1.086 | 132.37 | 687.713 | 200.523 | 0 | 2135 | 930.001 | 2637.81 | 297.5 | 7020.92 | 110.162 | 161.254 | 65.4 | 336.816 | 12.4552 | 30.69 | 2.55 | 33.3478 | 30.04 | 22.6152 | 34.93 | 4 | 170.628 | 13.22 | 30.69 | 2.55 | 15.34 | 30.04 | 18.14 | 34.93 | 4 | 148.91 | 0 | 1.246 | 0.022897 | 0 | 0.62343 | 0.11804 | 0.43196 | 0.06293 | 2.5053 | 46.3 | 0 | 46.3 | 47 | 26 | 21 | 12.51 | 14.56 | 13.55 | 14.73 | 12.51 | 14.56 | 34.77 | 44.2731 | [5 empty] | 4114.47 | 2.5997 | 0 | 0 | 1.81 | 0.18 | 0.24 | 1.41 |  |  | 5.6362 | 43.6549 | 37.1848 | 0 | 0 | 0 | 0 | 0 | 110.455 | 175.156 | 395.209 | 26.3203 | 793.616 | 224.144 | 561.839 | 0 | 227.101 | 1013.08 | 5.5311 | 43.4338 | 37.1848 | 15.3582 | -422.362 | 110.455 | 175.163 | 395.209 | 26.3203 | 386.293 | 219.845 | 577.098 | 227.101 | 1024.04 | 26.6601 | 177.338 | 37.1848 | 0 | 466.012 | 175.562 | 523.41 | 78.6174 | 1484.79 | 584.633 | 855.779 | 347.08 | 1787.49
2019-04-14 13:09 | RIBD\ED9\ED9_CZ08_2700_ELEC.RIBD19 | v30 08 S27 G20 M02 | 8 | 1 | 2700 | Proposed and Standard | FAIL | -16.78 | -9.9 | -34.8 | 61 | 497.969 | 310.079 | 252.091 | 2785.73 | 0 | 0 | 0 | 0 | 615.745 | 2268.99 | 2371.31 | 151.515 | 9253.43 | 3845.87 | 0 | 0 | 0 | 0 | 0 | 0 | 4.47 | 12.05 | 2.5 | 28.16 | 0 | 0 | 0 | 0 | 6.67 | 23.57 | 24.21 | 1.55 | 103.18 | 47.18 | 0 | 0.80191 | 0.028786 | 0.36651 | 0 | 0 | 0 | 0 | 0.16346 | 0.47641 | 0.35412 | 0.025823 | 2.217 | 1.1972 | 524.929 | 310.723 | 252.091 | 1130.79 | -4904.07 | 615.745 | 2260.01 | 2371.31 | 151.515 | 2713.04 | 2218.53 | 0 | 0 | 0 | 0 | 0 | 4.72 | 12.31 | 2.5 | 10.87 | -41.98 | 6.67 | 23.48 | 24.21 | 1.55 | 44.33 | 30.4 | 0 | 0.82433 | 0.028786 | 0.1054 | 0 | 0.16346 | 0.47566 | 0.35412 | 0.025823 | 1.9776 | 0.95851 | BEMCmpMgr 2019.0.11 Alpha (1312) | CSE19 0.860.0 EXE | MPCBECC | Propane | -0.23944 | -0.23869 | -132.8 | -55.2 | 497.969 | 310.079 | 252.091 | 2785.73 | 0 | 0 | 0 | 0 | 615.745 | 2268.99 | 2371.31 | 151.515 | 9253.43 | 0 | 0 | 0 | 0 | 0 | 4.47 | 12.05 | 2.5 | 28.16 | 0 | 0 | 0 | 0 | 6.67 | 23.57 | 24.21 | 1.55 | 103.18 | 0 | 0.80191 | 0.028786 | 0.36651 | 0 | 0 | 0 | 0 | 0.16346 | 0.47641 | 0.35412 | 0.025823 | 2.217 | 1404.87 | 970.773 | 252.091 | 2896.85 | 2615 | 2596 | 3146.01 | 327.5 | 14209.1 | 0 | 0 | 0 | 0 | 12.61 | 33.8 | 2.5 | 29.24 | 28.61 | 26.46 | 32.41 | 3.43 | 169.06 | 12.61 | 33.8 | 2.5 | 29.24 | 28.61 | 26.46 | 32.41 | 3.43 | 169.06 | 0 | 1.6982 | 0.028786 | 0.37823 | 0.76359 | 0.38997 | 0.51519 | 0.069276 | 3.8432 | 61 | 0 | 61 | 51.1 | 24.9 | 26.2 | 47.18 | 0 | 30.4 | 0 | 47.18 | 0 | 78.15 | 0 | [5 empty] | 4905.51 | 3.0995 | 0 | 0 | 1.75 | 0.28 | 0.23 | 0.95 |  |  | 103.216 | 73.4416 | 46.7476 | 500.057 | 0 | 0 | 0 | 0 | 134.529 | 398.393 | 462.36 | 33.3379 | 1752.08 | 0 | 0 | 0 | 0 | 0 | 108.821 | 73.7366 | 46.7476 | 196.796 | -503.564 | 134.529 | 396.836 | 462.36 | 33.3379 | 949.6 | 0 | 0 | 0 | 0 | 287.886 | 247.967 | 46.7476 | 520.154 | 570.783 | 505.907 | 624.249 | 86.5452 | 2890.24 | 0 | 0 | 0 | 0
2019-04-14 13:09 | RIBD\ED9\ED9_CZ08_2700_NGAS.RIBD19 | v30 08 S27 G20 M01 | 8 | 1 | 2700 | Proposed and Standard | FAIL | 0.73 | 0.5 | -24.9 | 46.4 | 34.1642 | 313.196 | 252.091 | 0 | 0 | 0 | 0 | 0 | 615.745 | 1082.51 | 2371.31 | 151.515 | 4820.53 | 599.452 | 50.4166 | 119.367 | 0 | 48.2342 | 218.018 | 169.784 | 4.47 | 12.17 | 2.5 | 8.81 | 0 | 0 | 0 | 0 | 6.67 | 15.01 | 24.21 | 1.55 | 75.39 | 27.95 | 0 | 0.81266 | 0.028786 | 0 | 0 | 0 | 0 | 0 | 0.16346 | 0.17781 | 0.35412 | 0.025823 | 1.5627 | 0.84145 | 33.0395 | 311.768 | 252.091 | 87.749 | -4905.83 | 615.745 | 1082.61 | 2371.31 | 151.515 | 7.952e-05 | 684.648 | 48.7568 | 120.484 | 48.2342 | 217.475 | 169.241 | 4.33 | 12.07 | 2.5 | 9.78 | -41.16 | 6.67 | 15.01 | 24.21 | 1.55 | 34.96 | 28.68 | 0 | 0.80763 | 0.028786 | 0.012978 | 0 | 0.16346 | 0.17781 | 0.35412 | 0.025823 | 1.5706 | 0.84939 | BEMCmpMgr 2019.0.11 Alpha (1312) | CSE19 0.860.0 EXE | MPCBECC | Natural Gas | 0.0079433 | 0.0079468 | -115.6 | 2.5 | 34.1642 | 313.196 | 252.091 | 0 | 0 | 0 | 0 | 0 | 615.745 | 1082.51 | 2371.31 | 151.515 | 4820.53 | 50.4166 | 119.367 | 0 | 48.2342 | 218.018 | 4.47 | 12.17 | 2.5 | 8.81 | 0 | 0 | 0 | 0 | 6.67 | 15.01 | 24.21 | 1.55 | 75.39 | 0 | 0.81266 | 0.028786 | 0 | 0 | 0 | 0 | 0 | 0.16346 | 0.17781 | 0.35412 | 0.025823 | 1.5627 | 173.391 | 1005.38 | 252.091 | 0 | 2615 | 989.001 | 3267.2 | 327.5 | 8629.56 | 144.301 | 173.948 | 73.4 | 391.649 | 12.6721 | 34.42 | 2.5 | 27.913 | 28.61 | 19.2031 | 33.65 | 3.43 | 162.398 | 13.45 | 34.42 | 2.5 | 12.84 | 28.61 | 15.3 | 33.65 | 3.43 | 144.2 | 0 | 1.7349 | 0.028786 | 0 | 0.76359 | 0.12681 | 0.53503 | 0.069276 | 3.2584 | 46.4 | 0 | 46.4 | 46.9 | 25.4 | 21.5 | 14.98 | 12.97 | 15.77 | 12.91 | 14.98 | 12.97 | 38.48 | 39.0252 | [5 empty] | 4907.26 | 3.1006 | 0 | 0 | 2.11 | 0.22 | 0.29 | 1.62 |  |  | 6.7389 | 74.2814 | 46.7476 | 0 | 0 | 0 | 0 | 0 | 134.529 | 199.638 | 462.36 | 33.3379 | 957.632 | 267.563 | 633.484 | 0 | 255.98 | 1157.03 | 6.5217 | 73.8886 | 46.7476 | 15.8608 | -503.744 | 134.529 | 199.655 | 462.36 | 33.3379 | 469.156 | 258.754 | 639.414 | 255.98 | 1154.15 | 35.1088 | 256.641 | 46.7476 | 0 | 570.783 | 187.036 | 648.296 | 86.5452 | 1831.16 | 765.809 | 923.148 | 389.536 | 2078.49
2019-04-14 13:09 | RIBD\ED9\ED9_CZ08_6960_ELEC.RIBD19 | v30 08 S69 G15 M02 | 8 | 8 | 6960 | Proposed and Standard | FAIL | -30.43 | -13.4 | -47 | 76.8 | 313.174 | 1798.16 | 785.772 | 13079.9 | 0 | 0 | 0 | 0 | 2033.7 | 12078.9 | 12062 | 433.914 | 42585.5 | 15977.1 | 0 | 0 | 0 | 0 | 0 | 0 | 1.09 | 19.58 | 3.02 | 47.69 | 0 | 0 | 0 | 0 | 8.55 | 47.47 | 47.83 | 1.72 | 176.95 | 71.38 | 0 | 3.432 | 0.089726 | 0.84879 | 0 | 0 | 0 | 0 | 0.53989 | 1.435 | 1.8235 | 0.073953 | 8.2428 | 4.3705 | 756.169 | 1338.06 | 785.772 | 4978.98 | -23103.2 | 2033.7 | 12002.9 | 12062 | 433.914 | 11288.2 | 7858.98 | 0 | 0 | 0 | 0 | 0 | 2.61 | 17.22 | 3.02 | 18.1 | -77.54 | 8.55 | 47.19 | 47.83 | 1.72 | 68.7 | 40.95 | 0 | 3.0051 | 0.089726 | 0.31803 | 0 | 0.53989 | 1.4323 | 1.8235 | 0.073953 | 7.2824 | 3.4129 | BEMCmpMgr 2019.0.11 Alpha (1312) | CSE19 0.860.0 EXE | MPCBECC | Propane | -0.96035 | -0.95764 | -157.6 | -74.3 | 313.174 | 1798.16 | 785.772 | 13079.9 | 0 | 0 | 0 | 0 | 2033.7 | 12078.9 | 12062 | 433.914 | 42585.5 | 0 | 0 | 0 | 0 | 0 | 1.09 | 19.58 | 3.02 | 47.69 | 0 | 0 | 0 | 0 | 8.55 | 47.47 | 47.83 | 1.72 | 176.95 | 0 | 3.432 | 0.089726 | 0.84879 | 0 | 0 | 0 | 0 | 0.53989 | 1.435 | 1.8235 | 0.073953 | 8.2428 | 1623.93 | 4462.8 | 785.772 | 13882.6 | 5894.96 | 15077.5 | 10697.7 | 540.499 | 52965.8 | 0 | 0 | 0 | 0 | 5.65 | 42.3 | 3.02 | 50.16 | 25.02 | 59.43 | 42.75 | 2.19 | 230.52 | 5.65 | 42.3 | 3.02 | 50.16 | 25.02 | 59.43 | 42.75 | 2.19 | 230.52 | 0 | 5.3043 | 0.089726 | 0.96864 | 1.7213 | 2.2058 | 1.7518 | 0.11433 | 12.156 | 76.8 | 0 | 76.8 | 63.4 | 33.6 | 29.8 | 71.38 | 0 | 40.95 | 0 | 71.38 | 0 | 101.13 | 0 | [5 empty] | 23110 | 14.602 | 0 | 0 | 7.8 | 1.48 | 0.89 | 3.99 |  |  | 65.4438 | 491.906 | 145.713 | 2203.83 | 0 | 0 | 0 | 0 | 444.325 | 1998.51 | 2355.87 | 95.4742 | 7801.08 | 0 | 0 | 0 | 0 | 0 | 145.182 | 368.339 | 145.713 | 826.363 | -2372.31 | 444.325 | 1985.02 | 2355.87 | 95.4742 | 3993.98 | 0 | 0 | 0 | 0 | 333.718 | 1092.74 | 145.713 | 2349.03 | 1286.71 | 2922.79 | 2122.71 | 142.832 | 10396.2 | 0 | 0 | 0 | 0
2019-04-14 13:09 | RIBD\ED9\ED9_CZ08_6960_NGAS.RIBD19 | v30 08 S69 G15 M01 | 8 | 8 | 6960 | Proposed and Standard | FAIL | 3.44 | 1.6 | -34.3 | 60 | 7.3505 | 1773.43 | 785.772 | 0 | 0 | 0 | 0 | 0 | 2033.7 | 5460.35 | 12062 | 433.914 | 22556.5 | 2566.55 | 10.8472 | 544.129 | 0 | 271.564 | 826.54 | 554.976 | 0.38 | 19.57 | 3.02 | 15.6 | 0 | 0 | 0 | 0 | 8.55 | 29.07 | 47.83 | 1.72 | 125.74 | 38.57 | 0 | 3.4364 | 0.089726 | 0 | 0 | 0 | 0 | 0 | 0.53989 | 0.67074 | 1.8235 | 0.073953 | 6.6342 | 3.5261 | 7.3505 | 1773.43 | 785.772 | 549.161 | -23105.6 | 2033.7 | 5460.35 | 12062 | 433.914 | -0.00073334 | 3115.71 | 10.8472 | 591.853 | 271.564 | 874.264 | 602.7 | 0.38 | 19.57 | 3.02 | 19.04 | -75.22 | 8.55 | 29.07 | 47.83 | 1.72 | 53.96 | 42.01 | 0 | 3.4364 | 0.089726 | 0.065314 | 0 | 0.53989 | 0.67074 | 1.8235 | 0.073953 | 6.6995 | 3.5914 | BEMCmpMgr 2019.0.11 Alpha (1312) | CSE19 0.860.0 EXE | MPCBECC | Natural Gas | 0.065314 | 0.065314 | -133 | 8.2 | 7.3505 | 1773.43 | 785.772 | 0 | 0 | 0 | 0 | 0 | 2033.7 | 5460.35 | 12062 | 433.914 | 22556.5 | 10.8472 | 544.129 | 0 | 271.564 | 826.54 | 0.38 | 19.57 | 3.02 | 15.6 | 0 | 0 | 0 | 0 | 8.55 | 29.07 | 47.83 | 1.72 | 125.74 | 0 | 3.4364 | 0.089726 | 0 | 0 | 0 | 0 | 0 | 0.53989 | 0.67074 | 1.8235 | 0.073953 | 6.6342 | 200.444 | 4237.88 | 785.772 | 0 | 5894.96 | 6547.68 | 10697.7 | 540.499 | 28905 | 166.816 | 992.839 | 291.124 | 1450.78 | 5.7093 | 41.11 | 3.02 | 49.9474 | 25.02 | 39.9014 | 42.75 | 2.19 | 209.648 | 6.06 | 41.11 | 3.02 | 28.47 | 25.02 | 33.64 | 42.75 | 2.19 | 182.26 | 0 | 5.1851 | 0.089726 | 0 | 1.7213 | 0.80892 | 1.7518 | 0.11433 | 9.6712 | 60 | 0 | 60 | 61.6 | 35.9 | 25.7 | 22.62 | 15.95 | 24.72 | 17.29 | 22.62 | 15.95 | 44.83 | 54.9567 | [5 empty] | 23112.4 | 14.6035 | 0 | 0 | 8.9 | 1.06 | 1.32 | 6.88 |  |  | 1.4129 | 485.109 | 145.713 | 0 | 0 | 0 | 0 | 0 | 444.325 | 984.473 | 2355.87 | 95.4742 | 4512.38 | 57.5663 | 2887.71 | 0 | 1441.2 | 4386.48 | 1.4129 | 485.109 | 145.713 | 97.7154 | -2372.55 | 444.325 | 984.473 | 2355.87 | 95.4742 | 2237.54 | 57.5663 | 3140.98 | 1441.2 | 4639.75 | 40.4129 | 1041.32 | 145.713 | 0 | 1286.71 | 1230.25 | 2122.71 | 142.832 | 6009.94 | 885.295 | 5269.03 | 1545 | 7699.33
2019-04-14 13:09 | RIBD\ED9\ED9_CZ09_2100_ELEC.RIBD19 | v30 09 S21 G20 M02 | 9 | 1 | 2100 | Proposed and Standard | FAIL | -16.26 | -8.3 | -31.9 | 60.8 | 629.584 | 389.732 | 199.529 | 2481.63 | 0 | 0 | 0 | 0 | 505.557 | 2008.33 | 2025.88 | 119.621 | 8359.86 | 3700.47 | 0 | 0 | 0 | 0 | 0 | 0 | 7.23 | 20.57 | 2.53 | 29.56 | 0 | 0 | 0 | 0 | 7.06 | 25.59 | 26.52 | 1.57 | 120.63 | 59.89 | 0 | 1.1059 | 0.022784 | 0.2948 | 0 | 0 | 0 | 0 | 0.13421 | 0.29104 | 0.30364 | 0.020387 | 2.1728 | 1.4235 | 671.628 | 399.265 | 199.529 | 1009.82 | -4324.82 | 505.557 | 2003.02 | 2025.88 | 119.621 | 2609.5 | 2280.24 | 0 | 0 | 0 | 0 | 0 | 7.72 | 21.42 | 2.53 | 11.96 | -46.91 | 7.06 | 25.53 | 26.52 | 1.57 | 57.4 | 43.63 | 0 | 1.1557 | 0.022784 | 0.10108 | 0 | 0.13421 | 0.29037 | 0.30364 | 0.020387 | 2.0282 | 1.2796 | BEMCmpMgr 2019.0.11 Alpha (1312) | CSE19 0.860.0 EXE | MPCBECC | Propane | -0.14453 | -0.14386 | -110.2 | -37.3 | 629.584 | 389.732 | 199.529 | 2481.63 | 0 | 0 | 0 | 0 | 505.557 | 2008.33 | 2025.88 | 119.621 | 8359.86 | 0 | 0 | 0 | 0 | 0 | 7.23 | 20.57 | 2.53 | 29.56 | 0 | 0 | 0 | 0 | 7.06 | 25.59 | 26.52 | 1.57 | 120.63 | 0 | 1.1059 | 0.022784 | 0.2948 | 0 | 0 | 0 | 0 | 0.13421 | 0.29104 | 0.30364 | 0.020387 | 2.1728 | 1517.54 | 1235.93 | 199.529 | 2592.16 | 2135 | 2349 | 2531 | 297.5 | 12857.7 | 0 | 0 | 0 | 0 | 17.41 | 49.2 | 2.53 | 31.19 | 30.1 | 30.67 | 33.45 | 3.98 | 198.53 | 17.41 | 49.2 | 2.53 | 31.19 | 30.1 | 30.67 | 33.45 | 3.98 | 198.53 | 0 | 2.1133 | 0.022784 | 0.36241 | 0.62343 | 0.35042 | 0.41447 | 0.06293 | 3.9497 | 60.8 | 0 | 60.8 | 52.5 | 23.6 | 28.9 | 59.89 | 0 | 43.63 | 0 | 59.89 | 0 | 100.33 | 0 | [5 empty] | 4326.09 | 2.6477 | 0 | 0 | 1.57 | 0.25 | 0.2 | 0.87 |  |  | 128.908 | 97.5155 | 37.0005 | 433.938 | 0 | 0 | 0 | 0 | 110.455 | 345.5 | 395.209 | 26.3203 | 1574.85 | 0 | 0 | 0 | 0 | 0 | 137.63 | 100.3 | 37.0005 | 166.967 | -446.743 | 110.455 | 344.582 | 395.209 | 26.3203 | 871.72 | 0 | 0 | 0 | 0 | 306.462 | 313.986 | 37.0005 | 450.993 | 466.012 | 457.129 | 502.216 | 78.6174 | 2612.42 | 0 | 0 | 0 | 0
2019-04-14 13:09 | RIBD\ED9\ED9_CZ09_2100_NGAS.RIBD19 | v30 09 S21 G20 M01 | 9 | 1 | 2100 | Proposed and Standard | FAIL | 1.15 | 0.6 | -23.1 | 47.4 | 42.4787 | 393.689 | 199.529 | 0 | 0 | 0 | 0 | 0 | 505.557 | 957.82 | 2025.88 | 119.621 | 4244.58 | 635.697 | 62.7051 | 105.711 | 0 | 42.7925 | 211.208 | 168.416 | 7.1 | 20.76 | 2.53 | 10.07 | 0 | 0 | 0 | 0 | 7.06 | 16.46 | 26.52 | 1.57 | 92.07 | 40.46 | 0 | 1.1164 | 0.022784 | 0 | 0 | 0 | 0 | 0 | 0.13421 | 0.1436 | 0.30364 | 0.020387 | 1.741 | 1.1392 | 41.7984 | 391.738 | 199.529 | 85.224 | -4327.2 | 505.557 | 957.846 | 2025.88 | 119.621 | 0.0001629 | 718.289 | 61.7008 | 108.609 | 42.7925 | 213.102 | 170.31 | 6.99 | 20.66 | 2.53 | 11.43 | -45.97 | 7.06 | 16.46 | 26.52 | 1.57 | 47.25 | 41.61 | 0 | 1.111 | 0.022784 | 0.014324 | 0 | 0.13421 | 0.1436 | 0.30364 | 0.020387 | 1.7499 | 1.1481 | BEMCmpMgr 2019.0.11 Alpha (1312) | CSE19 0.860.0 EXE | MPCBECC | Natural Gas | 0.00885 | 0.0088532 | -94.9 | 2.8 | 42.4787 | 393.689 | 199.529 | 0 | 0 | 0 | 0 | 0 | 505.557 | 957.82 | 2025.88 | 119.621 | 4244.58 | 62.7051 | 105.711 | 0 | 42.7925 | 211.208 | 7.1 | 20.76 | 2.53 | 10.07 | 0 | 0 | 0 | 0 | 7.06 | 16.46 | 26.52 | 1.57 | 92.07 | 0 | 1.1164 | 0.022784 | 0 | 0 | 0 | 0 | 0 | 0.13421 | 0.1436 | 0.30364 | 0.020387 | 1.741 | 180.088 | 1276.44 | 199.529 | 0 | 2135 | 930.001 | 2637.81 | 297.5 | 7656.37 | 149.92 | 161.064 | 65.4 | 376.385 | 17.4192 | 50.09 | 2.53 | 32.6596 | 30.1 | 22.5752 | 34.86 | 3.98 | 194.214 | 17.88 | 50.09 | 2.53 | 15.35 | 30.1 | 18.1 | 34.86 | 3.98 | 172.89 | 0 | 2.148 | 0.022784 | 0 | 0.62343 | 0.11804 | 0.43196 | 0.06293 | 3.4071 | 47.4 | 0 | 47.4 | 48 | 23.7 | 24.3 | 23.78 | 16.68 | 24.76 | 16.85 | 23.78 | 16.68 | 54.68 | 48.0188 | [5 empty] | 4328.46 | 2.6492 | 0 | 0 | 1.97 | 0.19 | 0.25 | 1.55 |  |  | 8.1643 | 98.5938 | 37.0005 | 0 | 0 | 0 | 0 | 0 | 110.455 | 175.365 | 395.209 | 26.3203 | 851.108 | 332.778 | 561.01 | 0 | 227.101 | 1120.89 | 8.0354 | 98.0587 | 37.0005 | 15.3583 | -446.988 | 110.455 | 175.37 | 395.209 | 26.3203 | 418.818 | 327.448 | 576.391 | 227.101 | 1130.94 | 35.9063 | 323.981 | 37.0005 | 0 | 466.012 | 175.562 | 523.41 | 78.6174 | 1640.49 | 795.632 | 854.774 | 347.08 | 1997.49
2019-04-14 13:09 | RIBD\ED9\ED9_CZ09_2700_ELEC.RIBD19 | v30 09 S27 G20 M02 | 9 | 1 | 2700 | Proposed and Standard | FAIL | -15.54 | -8.1 | -30.7 | 59.5 | 762.69 | 587.428 | 249.748 | 2779.15 | 0 | 0 | 0 | 0 | 615.745 | 2269.52 | 2371.31 | 151.515 | 9787.1 | 4379.01 | 0 | 0 | 0 | 0 | 0 | 0 | 6.81 | 23.09 | 2.46 | 26.87 | 0 | 0 | 0 | 0 | 6.68 | 23.42 | 24.13 | 1.55 | 115.01 | 59.23 | 0 | 1.618 | 0.028518 | 0.41968 | 0 | 0 | 0 | 0 | 0.16346 | 0.4792 | 0.35412 | 0.025823 | 3.0888 | 2.0662 | 791.373 | 599.136 | 249.748 | 1111.83 | -5194.48 | 615.745 | 2260.98 | 2371.31 | 151.515 | 2957.15 | 2752.09 | 0 | 0 | 0 | 0 | 0 | 7.07 | 24.09 | 2.46 | 10.07 | -43.77 | 6.68 | 23.34 | 24.13 | 1.55 | 55.62 | 43.69 | 0 | 1.6886 | 0.028518 | 0.067457 | 0 | 0.16346 | 0.47863 | 0.35412 | 0.025823 | 2.8066 | 1.7846 | BEMCmpMgr 2019.0.11 Alpha (1312) | CSE19 0.860.0 EXE | MPCBECC | Propane | -0.28217 | -0.2816 | -106.8 | -35.6 | 762.69 | 587.428 | 249.748 | 2779.15 | 0 | 0 | 0 | 0 | 615.745 | 2269.52 | 2371.31 | 151.515 | 9787.1 | 0 | 0 | 0 | 0 | 0 | 6.81 | 23.09 | 2.46 | 26.87 | 0 | 0 | 0 | 0 | 6.68 | 23.42 | 24.13 | 1.55 | 115.01 | 0 | 1.618 | 0.028518 | 0.41968 | 0 | 0 | 0 | 0 | 0.16346 | 0.4792 | 0.35412 | 0.025823 | 3.0888 | 1999.86 | 1808.27 | 249.748 | 2890.97 | 2615 | 2596 | 3146.01 | 327.5 | 15633.4 | 0 | 0 | 0 | 0 | 17.84 | 54.37 | 2.46 | 27.86 | 28.67 | 26.39 | 32.33 | 3.41 | 193.33 | 17.84 | 54.37 | 2.46 | 27.86 | 28.67 | 26.39 | 32.33 | 3.41 | 193.33 | 0 | 2.9595 | 0.028518 | 0.41865 | 0.76359 | 0.38997 | 0.51519 | 0.069276 | 5.1447 | 59.5 | 0 | 59.5 | 51.4 | 22.6 | 28.8 | 59.23 | 0 | 43.69 | 0 | 59.23 | 0 | 102.53 | 0 | [5 empty] | 5196 | 3.1801 | 0 | 0 | 1.88 | 0.29 | 0.24 | 1.04 |  |  | 156.452 | 148.015 | 46.313 | 501.176 | 0 | 0 | 0 | 0 | 134.529 | 398.715 | 462.36 | 33.3379 | 1880.9 | 0 | 0 | 0 | 0 | 0 | 162.342 | 151.422 | 46.313 | 192.218 | -536.577 | 134.529 | 397.241 | 462.36 | 33.3379 | 1043.19 | 0 | 0 | 0 | 0 | 405.839 | 454.016 | 46.313 | 519.785 | 570.783 | 505.907 | 624.249 | 86.5452 | 3213.44 | 0 | 0 | 0 | 0
2019-04-14 13:09 | RIBD\ED9\ED9_CZ09_2700_NGAS.RIBD19 | v30 09 S27 G20 M01 | 9 | 1 | 2700 | Proposed and Standard | FAIL | 0.66 | 0.3 | -22.6 | 47.2 | 51.5009 | 592.052 | 249.748 | 0 | 0 | 0 | 0 | 0 | 615.745 | 1082.67 | 2371.31 | 151.515 | 5114.54 | 893.3 | 76.0232 | 119.067 | 0 | 48.2342 | 243.325 | 195.09 | 6.69 | 23.3 | 2.46 | 8.8 | 0 | 0 | 0 | 0 | 6.68 | 14.88 | 24.13 | 1.55 | 88.49 | 41.25 | 0 | 1.63 | 0.028518 | 0 | 0 | 0 | 0 | 0 | 0.16346 | 0.1806 | 0.35412 | 0.025823 | 2.3826 | 1.6586 | 50.0754 | 587.875 | 249.748 | 87.749 | -5196.76 | 615.745 | 1082.75 | 2371.31 | 151.515 | 0.00017648 | 975.446 | 73.9189 | 120.229 | 48.2342 | 242.382 | 194.148 | 6.51 | 23.17 | 2.46 | 9.77 | -42.91 | 6.68 | 14.88 | 24.13 | 1.55 | 46.24 | 41.91 | 0 | 1.6197 | 0.028518 | 0.012978 | 0 | 0.16346 | 0.1806 | 0.35412 | 0.025823 | 2.3852 | 1.6612 | BEMCmpMgr 2019.0.11 Alpha (1312) | CSE19 0.860.0 EXE | MPCBECC | Natural Gas | 0.0026335 | 0.0026418 | -91.4 | 1.6 | 51.5009 | 592.052 | 249.748 | 0 | 0 | 0 | 0 | 0 | 615.745 | 1082.67 | 2371.31 | 151.515 | 5114.54 | 76.0232 | 119.067 | 0 | 48.2342 | 243.325 | 6.69 | 23.3 | 2.46 | 8.8 | 0 | 0 | 0 | 0 | 6.68 | 14.88 | 24.13 | 1.55 | 88.49 | 0 | 1.63 | 0.028518 | 0 | 0 | 0 | 0 | 0 | 0.16346 | 0.1806 | 0.35412 | 0.025823 | 2.3826 | 238.629 | 1852.21 | 249.748 | 0 | 2615 | 989.001 | 3267.2 | 327.5 | 9539.29 | 198.655 | 173.621 | 73.4 | 445.676 | 17.9358 | 55.11 | 2.46 | 27.2979 | 28.67 | 19.1631 | 33.58 | 3.41 | 187.627 | 18.41 | 55.11 | 2.46 | 12.83 | 28.67 | 15.26 | 33.58 | 3.41 | 169.73 | 0 | 2.9961 | 0.028518 | 0 | 0.76359 | 0.12681 | 0.53503 | 0.069276 | 4.5193 | 47.2 | 0 | 47.2 | 47.5 | 22.9 | 24.6 | 26.22 | 15.03 | 26.97 | 14.94 | 26.22 | 15.03 | 59.7 | 43.1037 | [5 empty] | 5198.28 | 3.1815 | 0 | 0 | 2.33 | 0.23 | 0.31 | 1.8 |  |  | 9.9121 | 149.248 | 46.313 | 0 | 0 | 0 | 0 | 0 | 134.529 | 199.88 | 462.36 | 33.3379 | 1035.58 | 403.458 | 631.894 | 0 | 255.98 | 1291.33 | 9.6422 | 148.104 | 46.313 | 15.8608 | -536.812 | 134.529 | 199.894 | 462.36 | 33.3379 | 513.228 | 392.29 | 638.06 | 255.98 | 1286.33 | 47.8339 | 464.736 | 46.313 | 0 | 570.783 | 187.036 | 648.296 | 86.5452 | 2051.54 | 1054.27 | 921.412 | 389.536 | 2365.22
2019-04-14 13:09 | RIBD\ED9\ED9_CZ09_6960_ELEC.RIBD19 | v30 09 S69 G15 M02 | 9 | 8 | 6960 | Proposed and Standard | FAIL | -28.97 | -11.6 | -42.9 | 73.3 | 601.956 | 2630.18 | 785.772 | 13062 | 0 | 0 | 0 | 0 | 2033.7 | 12054.8 | 12062 | 433.914 | 43664.3 | 17079.9 | 0 | 0 | 0 | 0 | 0 | 0 | 2.08 | 27.86 | 3.01 | 47.69 | 0 | 0 | 0 | 0 | 8.56 | 46.28 | 47.68 | 1.72 | 184.88 | 80.64 | 0 | 4.9065 | 0.089726 | 1.0418 | 0 | 0 | 0 | 0 | 0.53989 | 1.4379 | 1.8235 | 0.073953 | 9.9133 | 6.0381 | 1296.45 | 2158.28 | 785.772 | 4938.42 | -23918.7 | 2033.7 | 11998.1 | 12062 | 433.914 | 11787.9 | 9178.92 | 0 | 0 | 0 | 0 | 0 | 4.45 | 26.64 | 3.01 | 17.57 | -79.12 | 8.56 | 46.07 | 47.68 | 1.72 | 76.58 | 51.67 | 0 | 4.7882 | 0.089726 | 0.3011 | 0 | 0.53989 | 1.4352 | 1.8235 | 0.073953 | 9.0516 | 5.179 | BEMCmpMgr 2019.0.11 Alpha (1312) | CSE19 0.860.0 EXE | MPCBECC | Propane | -0.86172 | -0.85909 | -141.4 | -56.1 | 601.956 | 2630.18 | 785.772 | 13062 | 0 | 0 | 0 | 0 | 2033.7 | 12054.8 | 12062 | 433.914 | 43664.3 | 0 | 0 | 0 | 0 | 0 | 2.08 | 27.86 | 3.01 | 47.69 | 0 | 0 | 0 | 0 | 8.56 | 46.28 | 47.68 | 1.72 | 184.88 | 0 | 4.9065 | 0.089726 | 1.0418 | 0 | 0 | 0 | 0 | 0.53989 | 1.4379 | 1.8235 | 0.073953 | 9.9133 | 2760.69 | 6506.06 | 785.772 | 13861.1 | 5894.96 | 15077.5 | 10697.7 | 540.499 | 56124.3 | 0 | 0 | 0 | 0 | 9.54 | 60.91 | 3.01 | 49.67 | 25.08 | 59.26 | 42.65 | 2.18 | 252.3 | 9.54 | 60.91 | 3.01 | 49.67 | 25.08 | 59.26 | 42.65 | 2.18 | 252.3 | 0 | 8.0846 | 0.089726 | 0.93938 | 1.7213 | 2.2058 | 1.7518 | 0.11433 | 14.907 | 73.3 | 0 | 73.3 | 61.7 | 31.3 | 30.4 | 80.64 | 0 | 51.67 | 0 | 80.64 | 0 | 123.13 | 0 | [5 empty] | 23925.8 | 14.6434 | 0 | 0 | 8.06 | 1.56 | 0.92 | 4.21 |  |  | 121.802 | 711.041 | 145.713 | 2188.88 | 0 | 0 | 0 | 0 | 444.325 | 1994.3 | 2355.87 | 95.4742 | 8057.41 | 0 | 0 | 0 | 0 | 0 | 246.262 | 587.115 | 145.713 | 817.389 | -2470.75 | 444.325 | 1984.22 | 2355.87 | 95.4742 | 4205.63 | 0 | 0 | 0 | 0 | 558.082 | 1582.44 | 145.713 | 2335.74 | 1286.71 | 2922.79 | 2122.71 | 142.832 | 11097 | 0 | 0 | 0 | 0
2019-04-14 13:09 | RIBD\ED9\ED9_CZ09_6960_NGAS.RIBD19 | v30 09 S69 G15 M01 | 9 | 8 | 6960 | Proposed and Standard | FAIL | 3.43 | 1.5 | -31.6 | 57.9 | 19.6429 | 2601.74 | 785.772 | 0 | 0 | 0 | 0 | 0 | 2033.7 | 5436.15 | 12062 | 433.914 | 23372.9 | 3407.15 | 28.9959 | 543.145 | 0 | 271.564 | 843.705 | 572.141 | 1 | 27.96 | 3.01 | 15.6 | 0 | 0 | 0 | 0 | 8.56 | 28.86 | 47.68 | 1.72 | 134.39 | 47.57 | 0 | 4.9446 | 0.089726 | 0 | 0 | 0 | 0 | 0 | 0.53989 | 0.67359 | 1.8235 | 0.073953 | 8.1453 | 5.0343 | 19.6429 | 2601.74 | 785.772 | 549.166 | -23922 | 2033.7 | 5436.15 | 12062 | 433.914 | 3.2918e-05 | 3956.32 | 28.9959 | 591.015 | 271.564 | 891.575 | 620.011 | 1 | 27.96 | 3.01 | 19.03 | -76.7 | 8.56 | 28.86 | 47.68 | 1.72 | 61.12 | 51 | 0 | 4.9446 | 0.089726 | 0.065314 | 0 | 0.53989 | 0.67359 | 1.8235 | 0.073953 | 8.2106 | 5.0996 | BEMCmpMgr 2019.0.11 Alpha (1312) | CSE19 0.860.0 EXE | MPCBECC | Natural Gas | 0.065314 | 0.065314 | -119.9 | 6.7 | 19.6429 | 2601.74 | 785.772 | 0 | 0 | 0 | 0 | 0 | 2033.7 | 5436.15 | 12062 | 433.914 | 23372.9 | 28.9959 | 543.145 | 0 | 271.564 | 843.705 | 1 | 27.96 | 3.01 | 15.6 | 0 | 0 | 0 | 0 | 8.56 | 28.86 | 47.68 | 1.72 | 134.39 | 0 | 4.9446 | 0.089726 | 0 | 0 | 0 | 0 | 0 | 0.53989 | 0.67359 | 1.8235 | 0.073953 | 8.1453 | 325.192 | 6261.61 | 785.772 | 0 | 5894.96 | 6547.68 | 10697.7 | 540.499 | 31053.5 | 270.717 | 991.581 | 291.124 | 1553.42 | 9.5808 | 59.69 | 3.01 | 49.9649 | 25.08 | 39.8114 | 42.65 | 2.18 | 231.967 | 9.75 | 59.69 | 3.01 | 28.48 | 25.08 | 33.55 | 42.65 | 2.18 | 204.39 | 0 | 7.977 | 0.089726 | 0 | 1.7213 | 0.80892 | 1.7518 | 0.11433 | 12.4632 | 57.9 | 0 | 57.9 | 59.4 | 33.1 | 26.3 | 31.04 | 16.53 | 33.13 | 17.87 | 31.04 | 16.53 | 63.82 | 58.4257 | [5 empty] | 23929.1 | 14.6455 | 0 | 0 | 9.21 | 1.11 | 1.36 | 7.09 |  |  | 3.6374 | 703.754 | 145.713 | 0 | 0 | 0 | 0 | 0 | 444.325 | 980.204 | 2355.87 | 95.4742 | 4728.98 | 153.882 | 2882.49 | 0 | 1441.2 | 4477.57 | 3.6374 | 703.754 | 145.713 | 97.7155 | -2471.09 | 444.325 | 980.204 | 2355.87 | 95.4742 | 2355.61 | 153.882 | 3136.54 | 1441.2 | 4731.62 | 64.7576 | 1527.55 | 145.713 | 0 | 1286.71 | 1230.25 | 2122.71 | 142.832 | 6520.52 | 1436.7 | 5262.35 | 1545 | 8244.06
2019-04-14 13:09 | RIBD\ED9\ED9_CZ10_2100_ELEC.RIBD19 | v30 10 S21 G20 M02 | 10 | 1 | 2100 | Proposed and Standard | FAIL | -17.4 | -8.4 | -30.9 | 60.1 | 777.323 | 498.893 | 198.867 | 2464.73 | 0 | 0 | 0 | 0 | 505.557 | 2010.85 | 2025.88 | 119.621 | 8601.73 | 3939.81 | 0 | 0 | 0 | 0 | 0 | 0 | 8.94 | 21.26 | 2.52 | 30.81 | 0 | 0 | 0 | 0 | 7.16 | 25.71 | 26.62 | 1.59 | 124.61 | 63.53 | 0 | 1.1865 | 0.022708 | 0.32844 | 0 | 0 | 0 | 0 | 0.13421 | 0.2916 | 0.30364 | 0.020387 | 2.2875 | 1.5376 | 830.578 | 513.984 | 198.867 | 1020.73 | -4443.33 | 505.557 | 2005.67 | 2025.88 | 119.621 | 2777.56 | 2564.16 | 0 | 0 | 0 | 0 | 0 | 9.55 | 22.06 | 2.52 | 12 | -46.57 | 7.16 | 25.64 | 26.62 | 1.59 | 60.57 | 46.13 | 0 | 1.2372 | 0.022708 | 0.1063 | 0 | 0.13421 | 0.29105 | 0.30364 | 0.020387 | 2.1155 | 1.3662 | BEMCmpMgr 2019.0.11 Alpha (1312) | CSE19 0.860.0 EXE | MPCBECC | Propane | -0.17199 | -0.17144 | -105.7 | -37.7 | 777.323 | 498.893 | 198.867 | 2464.73 | 0 | 0 | 0 | 0 | 505.557 | 2010.85 | 2025.88 | 119.621 | 8601.73 | 0 | 0 | 0 | 0 | 0 | 8.94 | 21.26 | 2.52 | 30.81 | 0 | 0 | 0 | 0 | 7.16 | 25.71 | 26.62 | 1.59 | 124.61 | 0 | 1.1865 | 0.022708 | 0.32844 | 0 | 0 | 0 | 0 | 0.13421 | 0.2916 | 0.30364 | 0.020387 | 2.2875 | 1763.25 | 1725.13 | 198.867 | 2572.84 | 2135 | 2349 | 2531 | 297.5 | 13572.6 | 0 | 0 | 0 | 0 | 20.24 | 54.6 | 2.52 | 31.06 | 30.55 | 30.78 | 33.6 | 4.02 | 207.37 | 20.24 | 54.6 | 2.52 | 31.06 | 30.55 | 30.78 | 33.6 | 4.02 | 207.37 | 0 | 2.3356 | 0.022708 | 0.31248 | 0.62343 | 0.35042 | 0.41447 | 0.06293 | 4.122 | 60.1 | 0 | 60.1 | 51.7 | 22.5 | 29.2 | 63.53 | 0 | 46.13 | 0 | 63.53 | 0 | 108.42 | 0 | [5 empty] | 4444.63 | 2.7257 | 0 | 0 | 1.63 | 0.25 | 0.2 | 0.94 |  |  | 160.632 | 129.436 | 36.8778 | 429.273 | 0 | 0 | 0 | 0 | 110.455 | 346.059 | 395.209 | 26.3203 | 1634.26 | 0 | 0 | 0 | 0 | 0 | 171.851 | 133.833 | 36.8778 | 168.752 | -453.413 | 110.455 | 345.169 | 395.209 | 26.3203 | 935.054 | 0 | 0 | 0 | 0 | 358.896 | 430.772 | 36.8778 | 444.112 | 466.012 | 457.129 | 502.216 | 78.6174 | 2774.63 | 0 | 0 | 0 | 0
2019-04-14 13:09 | RIBD\ED9\ED9_CZ10_2100_NGAS.RIBD19 | v30 10 S21 G20 M01 | 10 | 1 | 2100 | Proposed and Standard | FAIL | 1.16 | 0.6 | -21.8 | 46.2 | 49.6176 | 504.163 | 198.867 | 0 | 0 | 0 | 0 | 0 | 505.557 | 960.154 | 2025.88 | 119.621 | 4363.86 | 752.648 | 73.2466 | 104.974 | 0 | 42.7925 | 221.013 | 178.221 | 8.28 | 21.46 | 2.52 | 10.02 | 0 | 0 | 0 | 0 | 7.16 | 16.52 | 26.62 | 1.59 | 94.17 | 42.28 | 0 | 1.1981 | 0.022708 | 0 | 0 | 0 | 0 | 0 | 0.13421 | 0.14417 | 0.30364 | 0.020387 | 1.8232 | 1.2208 | 48.845 | 501.528 | 198.867 | 85.224 | -4445.71 | 505.557 | 960.181 | 2025.88 | 119.621 | -0.00030549 | 834.465 | 72.1061 | 107.982 | 42.7925 | 222.881 | 180.088 | 8.15 | 21.37 | 2.52 | 11.4 | -45.6 | 7.16 | 16.52 | 26.62 | 1.59 | 49.73 | 43.44 | 0 | 1.1924 | 0.022708 | 0.014324 | 0 | 0.13421 | 0.14416 | 0.30364 | 0.020387 | 1.8319 | 1.2295 | BEMCmpMgr 2019.0.11 Alpha (1312) | CSE19 0.860.0 EXE | MPCBECC | Natural Gas | 0.0086532 | 0.0086581 | -89.4 | 2.7 | 49.6176 | 504.163 | 198.867 | 0 | 0 | 0 | 0 | 0 | 505.557 | 960.154 | 2025.88 | 119.621 | 4363.86 | 73.2466 | 104.974 | 0 | 42.7925 | 221.013 | 8.28 | 21.46 | 2.52 | 10.02 | 0 | 0 | 0 | 0 | 7.16 | 16.52 | 26.62 | 1.59 | 94.17 | 0 | 1.1981 | 0.022708 | 0 | 0 | 0 | 0 | 0 | 0.13421 | 0.14417 | 0.30364 | 0.020387 | 1.8232 | 199.98 | 1772.36 | 198.867 | 0 | 2135 | 930.001 | 2637.81 | 297.5 | 8171.52 | 166.488 | 160.275 | 65.4 | 392.163 | 20.188 | 55.62 | 2.52 | 33.2391 | 30.55 | 22.5952 | 35.02 | 4.02 | 203.752 | 19.83 | 55.62 | 2.52 | 15.29 | 30.55 | 18.12 | 35.02 | 4.02 | 180.97 | 0 | 2.3697 | 0.022708 | 0 | 0.62343 | 0.11804 | 0.43196 | 0.06293 | 3.6288 | 46.2 | 0 | 46.2 | 46.8 | 22.4 | 24.4 | 24.55 | 17.73 | 25.56 | 17.88 | 24.55 | 17.73 | 60.43 | 51.1371 | [5 empty] | 4447.01 | 2.7272 | 0 | 0 | 2.06 | 0.2 | 0.26 | 1.63 |  |  | 9.6399 | 130.875 | 36.8778 | 0 | 0 | 0 | 0 | 0 | 110.455 | 175.883 | 395.209 | 26.3203 | 885.26 | 388.722 | 557.101 | 0 | 227.101 | 1172.92 | 9.4931 | 130.152 | 36.8778 | 15.3583 | -453.656 | 110.455 | 175.888 | 395.209 | 26.3203 | 446.098 | 382.669 | 573.066 | 227.101 | 1182.84 | 40.0705 | 441.938 | 36.8778 | 0 | 466.012 | 175.562 | 523.41 | 78.6174 | 1762.49 | 883.556 | 850.583 | 347.08 | 2081.22
2019-04-14 13:09 | RIBD\ED9\ED9_CZ10_2700_ELEC.RIBD19 | v30 10 S27 G20 M02 | 10 | 1 | 2700 | Proposed and Standard | FAIL | -17.04 | -8.4 | -29.7 | 58.2 | 930.332 | 750.99 | 248.187 | 2758 | 0 | 0 | 0 | 0 | 615.745 | 2273.09 | 2371.31 | 151.515 | 10099.2 | 4687.5 | 0 | 0 | 0 | 0 | 0 | 0 | 8.32 | 23.38 | 2.45 | 28.54 | 0 | 0 | 0 | 0 | 6.78 | 23.78 | 24.22 | 1.56 | 119.03 | 62.69 | 0 | 1.6891 | 0.02834 | 0.4803 | 0 | 0 | 0 | 0 | 0.16346 | 0.48016 | 0.35412 | 0.025823 | 3.2213 | 2.1978 | 962.935 | 769.528 | 248.187 | 1130.66 | -5367.52 | 615.745 | 2264.87 | 2371.31 | 151.515 | 3147.23 | 3111.31 | 0 | 0 | 0 | 0 | 0 | 8.61 | 24.4 | 2.45 | 10.19 | -43.68 | 6.78 | 23.7 | 24.22 | 1.56 | 58.23 | 45.65 | 0 | 1.7724 | 0.02834 | 0.057199 | 0 | 0.16346 | 0.47951 | 0.35412 | 0.025823 | 2.8809 | 1.858 | BEMCmpMgr 2019.0.11 Alpha (1312) | CSE19 0.860.0 EXE | MPCBECC | Propane | -0.34043 | -0.33978 | -104.4 | -37.3 | 930.332 | 750.99 | 248.187 | 2758 | 0 | 0 | 0 | 0 | 615.745 | 2273.09 | 2371.31 | 151.515 | 10099.2 | 0 | 0 | 0 | 0 | 0 | 8.32 | 23.38 | 2.45 | 28.54 | 0 | 0 | 0 | 0 | 6.78 | 23.78 | 24.22 | 1.56 | 119.03 | 0 | 1.6891 | 0.02834 | 0.4803 | 0 | 0 | 0 | 0 | 0.16346 | 0.48016 | 0.35412 | 0.025823 | 3.2213 | 2350.55 | 2476 | 248.187 | 2867.9 | 2615 | 2596 | 3146.01 | 327.5 | 16627.1 | 0 | 0 | 0 | 0 | 20.99 | 60.46 | 2.45 | 29.21 | 29.1 | 26.48 | 32.49 | 3.44 | 204.62 | 20.99 | 60.46 | 2.45 | 29.21 | 29.1 | 26.48 | 32.49 | 3.44 | 204.62 | 0 | 3.2767 | 0.02834 | 0.38266 | 0.76359 | 0.38997 | 0.51519 | 0.069276 | 5.4257 | 58.2 | 0 | 58.2 | 49.8 | 21.3 | 28.5 | 62.69 | 0 | 45.65 | 0 | 62.69 | 0 | 113.11 | 0 | [5 empty] | 5369.09 | 3.2927 | 0 | 0 | 1.96 | 0.3 | 0.25 | 1.12 |  |  | 192.607 | 195.25 | 46.0236 | 496.948 | 0 | 0 | 0 | 0 | 134.529 | 399.485 | 462.36 | 33.3379 | 1960.54 | 0 | 0 | 0 | 0 | 0 | 199.348 | 200.661 | 46.0236 | 196.089 | -547.721 | 134.529 | 398.065 | 462.36 | 33.3379 | 1122.69 | 0 | 0 | 0 | 0 | 480.902 | 612.537 | 46.0236 | 514.875 | 570.783 | 505.907 | 624.249 | 86.5452 | 3441.82 | 0 | 0 | 0 | 0
2019-04-14 13:09 | RIBD\ED9\ED9_CZ10_2700_NGAS.RIBD19 | v30 10 S27 G20 M01 | 10 | 1 | 2700 | Proposed and Standard | FAIL | 0.62 | 0.4 | -21.3 | 45.4 | 59.3034 | 757.323 | 248.187 | 0 | 0 | 0 | 0 | 0 | 615.745 | 1086.04 | 2371.31 | 151.515 | 5289.42 | 1064.81 | 87.545 | 118.126 | 0 | 48.2342 | 253.906 | 205.671 | 7.69 | 23.61 | 2.45 | 8.75 | 0 | 0 | 0 | 0 | 6.78 | 14.94 | 24.22 | 1.56 | 90 | 42.5 | 0 | 1.7053 | 0.02834 | 0 | 0 | 0 | 0 | 0 | 0.16346 | 0.18156 | 0.35412 | 0.025823 | 2.4586 | 1.7337 | 57.6992 | 751.474 | 248.187 | 87.749 | -5369.8 | 615.745 | 1086.12 | 2371.31 | 151.515 | -0.00015231 | 1145.11 | 85.1767 | 119.429 | 48.2342 | 252.84 | 204.605 | 7.49 | 23.46 | 2.45 | 9.72 | -42.8 | 6.78 | 14.94 | 24.22 | 1.56 | 47.82 | 43.12 | 0 | 1.6956 | 0.02834 | 0.012978 | 0 | 0.16346 | 0.18156 | 0.35412 | 0.025823 | 2.4619 | 1.7369 | BEMCmpMgr 2019.0.11 Alpha (1312) | CSE19 0.860.0 EXE | MPCBECC | Natural Gas | 0.0032149 | 0.0032227 | -88.2 | 1.4 | 59.3034 | 757.323 | 248.187 | 0 | 0 | 0 | 0 | 0 | 615.745 | 1086.04 | 2371.31 | 151.515 | 5289.42 | 87.545 | 118.126 | 0 | 48.2342 | 253.906 | 7.69 | 23.61 | 2.45 | 8.75 | 0 | 0 | 0 | 0 | 6.78 | 14.94 | 24.22 | 1.56 | 90 | 0 | 1.7053 | 0.02834 | 0 | 0 | 0 | 0 | 0 | 0.16346 | 0.18156 | 0.35412 | 0.025823 | 2.4586 | 268.349 | 2527.47 | 248.187 | 0 | 2615 | 989.001 | 3267.2 | 327.5 | 10242.7 | 223.407 | 172.639 | 73.4 | 469.446 | 21.0431 | 61.33 | 2.45 | 27.7826 | 29.1 | 19.1831 | 33.74 | 3.44 | 198.069 | 20.67 | 61.33 | 2.45 | 12.78 | 29.1 | 15.28 | 33.74 | 3.44 | 178.79 | 0 | 3.3128 | 0.02834 | 0 | 0.76359 | 0.12681 | 0.53503 | 0.069276 | 4.8359 | 45.4 | 0 | 45.4 | 45.8 | 21.7 | 24.1 | 26.59 | 15.91 | 27.32 | 15.8 | 26.59 | 15.91 | 66.17 | 46.4357 | [5 empty] | 5371.37 | 3.294 | 0 | 0 | 2.43 | 0.23 | 0.31 | 1.89 |  |  | 11.5361 | 196.947 | 46.0236 | 0 | 0 | 0 | 0 | 0 | 134.529 | 200.609 | 462.36 | 33.3379 | 1085.34 | 464.604 | 626.901 | 0 | 255.98 | 1347.48 | 11.2309 | 195.365 | 46.0236 | 15.8608 | -547.953 | 134.529 | 200.624 | 462.36 | 33.3379 | 551.377 | 452.036 | 633.812 | 255.98 | 1341.83 | 54.0913 | 624.626 | 46.0236 | 0 | 570.783 | 187.036 | 648.296 | 86.5452 | 2217.4 | 1185.63 | 916.2 | 389.536 | 2491.36
2019-04-14 13:09 | RIBD\ED9\ED9_CZ10_6960_ELEC.RIBD19 | v30 10 S69 G15 M02 | 10 | 8 | 6960 | Proposed and Standard | FAIL | -27.54 | -10.5 | -40.5 | 71.3 | 845.798 | 3271.99 | 785.772 | 12969.7 | 0 | 0 | 0 | 0 | 2033.7 | 12061.9 | 12062 | 433.914 | 44464.8 | 17873.3 | 0 | 0 | 0 | 0 | 0 | 0 | 2.92 | 30.6 | 3.01 | 46.24 | 0 | 0 | 0 | 0 | 8.69 | 46.09 | 47.86 | 1.74 | 187.15 | 82.77 | 0 | 5.093 | 0.089726 | 0.77693 | 0 | 0 | 0 | 0 | 0.53989 | 1.4383 | 1.8235 | 0.073953 | 9.8353 | 5.9597 | 1685.24 | 2744.64 | 785.772 | 4912.31 | -24572.5 | 2033.7 | 12010.3 | 12062 | 433.914 | 12095.4 | 10128 | 0 | 0 | 0 | 0 | 0 | 5.8 | 28.66 | 3.01 | 17.76 | -78.53 | 8.69 | 45.91 | 47.86 | 1.74 | 80.9 | 55.23 | 0 | 4.885 | 0.089726 | 0.30349 | 0 | 0.53989 | 1.4366 | 1.8235 | 0.073953 | 9.1521 | 5.2782 | BEMCmpMgr 2019.0.11 Alpha (1312) | CSE19 0.860.0 EXE | MPCBECC | Propane | -0.68317 | -0.68149 | -131.3 | -49.9 | 845.798 | 3271.99 | 785.772 | 12969.7 | 0 | 0 | 0 | 0 | 2033.7 | 12061.9 | 12062 | 433.914 | 44464.8 | 0 | 0 | 0 | 0 | 0 | 2.92 | 30.6 | 3.01 | 46.24 | 0 | 0 | 0 | 0 | 8.69 | 46.09 | 47.86 | 1.74 | 187.15 | 0 | 5.093 | 0.089726 | 0.77693 | 0 | 0 | 0 | 0 | 0.53989 | 1.4383 | 1.8235 | 0.073953 | 9.8353 | 3343.51 | 8172.01 | 785.772 | 13761.8 | 5894.96 | 15077.5 | 10697.7 | 540.499 | 58273.8 | 0 | 0 | 0 | 0 | 11.57 | 67.1 | 3.01 | 50.77 | 25.45 | 59.45 | 42.85 | 2.2 | 262.4 | 11.57 | 67.1 | 3.01 | 50.77 | 25.45 | 59.45 | 42.85 | 2.2 | 262.4 | 0 | 8.7233 | 0.089726 | 1.0374 | 1.7213 | 2.2058 | 1.7518 | 0.11433 | 15.6437 | 71.3 | 0 | 71.3 | 60.8 | 30 | 30.8 | 82.77 | 0 | 55.23 | 0 | 82.77 | 0 | 132.45 | 0 | [5 empty] | 24579.7 | 15.0738 | 0 | 0 | 8.25 | 1.56 | 0.94 | 4.4 |  |  | 174.367 | 877.855 | 145.713 | 2164.29 | 0 | 0 | 0 | 0 | 444.325 | 1995.67 | 2355.87 | 95.4742 | 8253.56 | 0 | 0 | 0 | 0 | 0 | 328.041 | 741.506 | 145.713 | 814.489 | -2507.47 | 444.325 | 1986.6 | 2355.87 | 95.4742 | 4404.55 | 0 | 0 | 0 | 0 | 683.126 | 1951.33 | 145.713 | 2307 | 1286.71 | 2922.79 | 2122.71 | 142.832 | 11562.2 | 0 | 0 | 0 | 0
2019-04-14 13:09 | RIBD\ED9\ED9_CZ10_6960_NGAS.RIBD19 | v30 10 S69 G15 M01 | 10 | 8 | 6960 | Proposed and Standard | FAIL | 3.47 | 1.4 | -30.1 | 57 | 26.5411 | 3241.55 | 785.772 | 0 | 0 | 0 | 0 | 0 | 2033.7 | 5443.18 | 12062 | 433.914 | 24026.6 | 4053.87 | 39.1805 | 539.157 | 0 | 271.564 | 849.901 | 578.337 | 1.34 | 30.72 | 3.01 | 15.51 | 0 | 0 | 0 | 0 | 8.69 | 28.82 | 47.86 | 1.74 | 137.69 | 50.58 | 0 | 5.1347 | 0.089726 | 0 | 0 | 0 | 0 | 0 | 0.53989 | 0.674 | 1.8235 | 0.073953 | 8.3357 | 5.2244 | 26.5411 | 3241.55 | 785.772 | 549.167 | -24575.8 | 2033.7 | 5443.18 | 12062 | 433.914 | -0.0023885 | 4603.03 | 39.1805 | 587.621 | 271.564 | 898.365 | 626.802 | 1.34 | 30.72 | 3.01 | 18.98 | -76.12 | 8.69 | 28.82 | 47.86 | 1.74 | 65.04 | 54.05 | 0 | 5.1347 | 0.089726 | 0.065314 | 0 | 0.53989 | 0.674 | 1.8235 | 0.073953 | 8.401 | 5.2897 | BEMCmpMgr 2019.0.11 Alpha (1312) | CSE19 0.860.0 EXE | MPCBECC | Natural Gas | 0.065314 | 0.065314 | -111.7 | 6.4 | 26.5411 | 3241.55 | 785.772 | 0 | 0 | 0 | 0 | 0 | 2033.7 | 5443.18 | 12062 | 433.914 | 24026.6 | 39.1805 | 539.157 | 0 | 271.564 | 849.901 | 1.34 | 30.72 | 3.01 | 15.51 | 0 | 0 | 0 | 0 | 8.69 | 28.82 | 47.86 | 1.74 | 137.69 | 0 | 5.1347 | 0.089726 | 0 | 0 | 0 | 0 | 0 | 0.53989 | 0.674 | 1.8235 | 0.073953 | 8.3357 | 370.09 | 7899.69 | 785.772 | 0 | 5894.96 | 6547.68 | 10697.7 | 540.499 | 32736.4 | 308.108 | 986.97 | 291.124 | 1586.2 | 11.4988 | 65.73 | 3.01 | 50.6964 | 25.45 | 40.1014 | 42.85 | 2.2 | 241.537 | 11.09 | 65.73 | 3.01 | 28.39 | 25.45 | 33.58 | 42.85 | 2.2 | 212.3 | 0 | 8.615 | 0.089726 | 0 | 1.7213 | 0.80892 | 1.7518 | 0.11433 | 13.1011 | 57 | 0 | 57 | 58.4 | 31.5 | 26.9 | 33.82 | 16.76 | 35.93 | 18.12 | 33.82 | 16.76 | 70.02 | 60.9152 | [5 empty] | 24583 | 15.0758 | 0 | 0 | 9.41 | 1.13 | 1.38 | 7.26 |  |  | 5.0409 | 870.047 | 145.713 | 0 | 0 | 0 | 0 | 0 | 444.325 | 981.529 | 2355.87 | 95.4742 | 4898 | 207.932 | 2861.32 | 0 | 1441.2 | 4510.45 | 5.0409 | 870.047 | 145.713 | 97.7155 | -2507.8 | 444.325 | 981.529 | 2355.87 | 95.4742 | 2487.91 | 207.932 | 3118.52 | 1441.2 | 4767.65 | 74.1858 | 1893.52 | 145.713 | 0 | 1286.71 | 1230.25 | 2122.71 | 142.832 | 6895.91 | 1635.14 | 5237.88 | 1545 | 8418.02
2019-04-14 13:09 | RIBD\ED9\ED9_CZ11_2100_ELEC.RIBD19 | v30 11 S21 G20 M02 | 11 | 1 | 2100 | Proposed and Standard | FAIL | -17.33 | -6.1 | -26.7 | 57.4 | 2068.96 | 1096.02 | 198.157 | 2518.87 | 0 | 0 | 0 | 0 | 505.557 | 2006.63 | 2025.88 | 119.621 | 10539.7 | 5882 | 0 | 0 | 0 | 0 | 0 | 0 | 24.84 | 36.25 | 2.61 | 35.61 | 0 | 0 | 0 | 0 | 7.35 | 27.21 | 27.48 | 1.63 | 162.98 | 99.31 | 0 | 1.6245 | 0.022627 | 0.28619 | 0 | 0 | 0 | 0 | 0.13421 | 0.29255 | 0.30364 | 0.020387 | 2.6841 | 1.9333 | 2208.97 | 1162.83 | 198.157 | 1178.44 | -5138.06 | 505.557 | 2002.06 | 2025.88 | 119.621 | 4263.46 | 4748.4 | 0 | 0 | 0 | 0 | 0 | 26.52 | 38.26 | 2.61 | 14.59 | -58.44 | 7.35 | 27.15 | 27.48 | 1.63 | 87.15 | 81.98 | 0 | 1.72 | 0.022627 | 0.061844 | 0 | 0.13421 | 0.29199 | 0.30364 | 0.020387 | 2.5547 | 1.8045 | BEMCmpMgr 2019.0.11 Alpha (1312) | CSE19 0.860.0 EXE | MPCBECC | Propane | -0.1294 | -0.12884 | -87 | -21.1 | 2068.96 | 1096.02 | 198.157 | 2518.87 | 0 | 0 | 0 | 0 | 505.557 | 2006.63 | 2025.88 | 119.621 | 10539.7 | 0 | 0 | 0 | 0 | 0 | 24.84 | 36.25 | 2.61 | 35.61 | 0 | 0 | 0 | 0 | 7.35 | 27.21 | 27.48 | 1.63 | 162.98 | 0 | 1.6245 | 0.022627 | 0.28619 | 0 | 0 | 0 | 0 | 0.13421 | 0.29255 | 0.30364 | 0.020387 | 2.6841 | 4257.75 | 3209.2 | 198.157 | 2630.42 | 2135 | 2349 | 2531 | 297.5 | 17608 | 0 | 0 | 0 | 0 | 51.06 | 89.87 | 2.61 | 37.51 | 31.81 | 31.96 | 34.88 | 4.03 | 283.73 | 51.06 | 89.87 | 2.61 | 37.51 | 31.81 | 31.96 | 34.88 | 4.03 | 283.73 | 0 | 3.1921 | 0.022627 | 0.25366 | 0.62343 | 0.35042 | 0.41447 | 0.06293 | 4.9197 | 57.4 | 0 | 57.4 | 51.3 | 20.6 | 30.7 | 99.31 | 0 | 81.98 | 0 | 99.31 | 0 | 181.05 | 0 | [5 empty] | 5139.56 | 3.2267 | 0 | 0 | 2.15 | 0.38 | 0.4 | 1.15 |  |  | 435.801 | 263.305 | 39.538 | 478.702 | 0 | 0 | 0 | 0 | 109.703 | 379.193 | 413.965 | 26.1987 | 2146.41 | 0 | 0 | 0 | 0 | 0 | 465.516 | 279.546 | 39.538 | 221.516 | -783.584 | 109.703 | 378.317 | 413.965 | 26.1987 | 1150.72 | 0 | 0 | 0 | 0 | 891.232 | 744.378 | 39.538 | 499.523 | 463.08 | 480.24 | 522.633 | 71.4714 | 3712.1 | 0 | 0 | 0 | 0
2019-04-14 13:09 | RIBD\ED9\ED9_CZ11_2100_NGAS.RIBD19 | v30 11 S21 G20 M01 | 11 | 1 | 2100 | Proposed and Standard | FAIL | 2.29 | 0.8 | -19.8 | 45.1 | 131.216 | 1103.63 | 198.157 | 0 | 0 | 0 | 0 | 0 | 505.557 | 955.012 | 2025.88 | 119.621 | 5039.08 | 1433 | 193.66 | 107.263 | 0 | 42.7925 | 343.715 | 300.923 | 21.84 | 36.58 | 2.61 | 10.24 | 0 | 0 | 0 | 0 | 7.35 | 17.33 | 27.48 | 1.63 | 125.06 | 71.27 | 0 | 1.6379 | 0.022627 | 0 | 0 | 0 | 0 | 0 | 0.13421 | 0.14511 | 0.30364 | 0.020387 | 2.2639 | 1.6605 | 134.125 | 1116.9 | 198.157 | 85.2288 | -5140.43 | 505.557 | 954.968 | 2025.88 | 119.621 | -0.00037021 | 1534.41 | 197.953 | 109.929 | 42.7925 | 350.675 | 307.882 | 22.32 | 36.96 | 2.61 | 11.67 | -57.32 | 7.35 | 17.33 | 27.48 | 1.63 | 70.03 | 73.56 | 0 | 1.6518 | 0.022627 | 0.014324 | 0 | 0.13421 | 0.14511 | 0.30364 | 0.020387 | 2.2921 | 1.6888 | BEMCmpMgr 2019.0.11 Alpha (1312) | CSE19 0.860.0 EXE | MPCBECC | Natural Gas | 0.028267 | 0.028266 | -78.6 | 3.1 | 131.216 | 1103.63 | 198.157 | 0 | 0 | 0 | 0 | 0 | 505.557 | 955.012 | 2025.88 | 119.621 | 5039.08 | 193.66 | 107.263 | 0 | 42.7925 | 343.715 | 21.84 | 36.58 | 2.61 | 10.24 | 0 | 0 | 0 | 0 | 7.35 | 17.33 | 27.48 | 1.63 | 125.06 | 0 | 1.6379 | 0.022627 | 0 | 0 | 0 | 0 | 0 | 0.13421 | 0.14511 | 0.30364 | 0.020387 | 2.2639 | 460.309 | 3263.53 | 198.157 | 0 | 2135 | 930.001 | 2637.81 | 297.5 | 9922.31 | 383.128 | 162.317 | 65.4 | 610.845 | 50.5649 | 90.92 | 2.61 | 37.8049 | 31.81 | 23.1995 | 36.35 | 4.03 | 277.289 | 45.61 | 90.92 | 2.61 | 15.5 | 31.81 | 18.56 | 36.35 | 4.03 | 245.39 | 0 | 3.229 | 0.022627 | 0 | 0.62343 | 0.11804 | 0.43196 | 0.06293 | 4.488 | 45.1 | 0 | 45.1 | 45.9 | 20.6 | 25.3 | 40.77 | 30.5 | 42.38 | 31.18 | 40.77 | 30.5 | 99.05 | 82.8498 | [5 empty] | 5141.94 | 3.2282 | 0 | 0 | 2.89 | 0.29 | 0.5 | 2.17 |  |  | 26.5927 | 265.121 | 39.538 | 0 | 0 | 0 | 0 | 0 | 109.703 | 188.37 | 413.965 | 26.1987 | 1069.49 | 1027.76 | 569.246 | 0 | 227.101 | 1824.11 | 27.1778 | 268.249 | 39.538 | 16.6741 | -783.947 | 109.703 | 188.36 | 413.965 | 26.1987 | 305.92 | 1050.54 | 583.397 | 227.101 | 1861.04 | 95.6993 | 756.643 | 39.538 | 0 | 463.08 | 187.226 | 544.689 | 71.4714 | 2158.35 | 2033.27 | 861.42 | 347.08 | 3241.77
2019-04-14 13:09 | RIBD\ED9\ED9_CZ11_2700_ELEC.RIBD19 | v30 11 S27 G20 M02 | 11 | 1 | 2700 | Proposed and Standard | FAIL | -12.79 | -4.6 | -24.5 | 53.9 | 2398.26 | 1524.39 | 246.511 | 2807.46 | 0 | 0 | 0 | 0 | 615.745 | 2266.86 | 2371.31 | 151.515 | 12382 | 6976.61 | 0 | 0 | 0 | 0 | 0 | 0 | 22.4 | 37.58 | 2.53 | 29.51 | 0 | 0 | 0 | 0 | 6.96 | 24.55 | 25 | 1.6 | 150.13 | 92.02 | 0 | 2.1443 | 0.028149 | 0.27528 | 0 | 0 | 0 | 0 | 0.16346 | 0.48139 | 0.35412 | 0.025823 | 3.4725 | 2.4477 | 2577.18 | 1623.27 | 246.511 | 1269.27 | -6266.36 | 615.745 | 2259.37 | 2371.31 | 151.515 | 4847.81 | 5716.24 | 0 | 0 | 0 | 0 | 0 | 24.06 | 40.13 | 2.53 | 12.51 | -55.35 | 6.96 | 24.47 | 25 | 1.6 | 81.91 | 79.23 | 0 | 2.2884 | 0.028149 | 0.093679 | 0 | 0.16346 | 0.48058 | 0.35412 | 0.025823 | 3.4343 | 2.4103 | BEMCmpMgr 2019.0.11 Alpha (1312) | CSE19 0.860.0 EXE | MPCBECC | Propane | -0.038243 | -0.037432 | -83.3 | -16.1 | 2398.26 | 1524.39 | 246.511 | 2807.46 | 0 | 0 | 0 | 0 | 615.745 | 2266.86 | 2371.31 | 151.515 | 12382 | 0 | 0 | 0 | 0 | 0 | 22.4 | 37.58 | 2.53 | 29.51 | 0 | 0 | 0 | 0 | 6.96 | 24.55 | 25 | 1.6 | 150.13 | 0 | 2.1443 | 0.028149 | 0.27528 | 0 | 0 | 0 | 0 | 0.16346 | 0.48139 | 0.35412 | 0.025823 | 3.4725 | 5616.99 | 4467.06 | 246.511 | 2919.99 | 2615 | 2596 | 3146.01 | 327.5 | 21935.1 | 0 | 0 | 0 | 0 | 52.39 | 96.8 | 2.53 | 31.6 | 30.3 | 27.5 | 33.72 | 3.45 | 278.29 | 52.39 | 96.8 | 2.53 | 31.6 | 30.3 | 27.5 | 33.72 | 3.45 | 278.29 | 0 | 4.403 | 0.028149 | 0.31435 | 0.76359 | 0.38997 | 0.51519 | 0.069276 | 6.4836 | 53.9 | 0 | 53.9 | 49.3 | 19.9 | 29.4 | 92.02 | 0 | 79.23 | 0 | 92.02 | 0 | 183.32 | 0 | [5 empty] | 6268.2 | 3.9353 | 0 | 0 | 2.55 | 0.46 | 0.49 | 1.36 |  |  | 506.549 | 364.97 | 49.1861 | 541.649 | 0 | 0 | 0 | 0 | 133.613 | 437.989 | 484.438 | 33.1839 | 2551.58 | 0 | 0 | 0 | 0 | 0 | 544.282 | 388.844 | 49.1861 | 240.6 | -955.657 | 133.613 | 436.538 | 484.438 | 33.1839 | 1355.03 | 0 | 0 | 0 | 0 | 1179.61 | 1032.29 | 49.1861 | 561.77 | 567.192 | 531.119 | 649.628 | 78.6786 | 4649.47 | 0 | 0 | 0 | 0
2019-04-14 13:09 | RIBD\ED9\ED9_CZ11_2700_NGAS.RIBD19 | v30 11 S27 G20 M01 | 11 | 1 | 2700 | Proposed and Standard | FAIL | 2.37 | 0.9 | -19.1 | 43.2 | 150.732 | 1532.81 | 246.511 | 0 | 0 | 0 | 0 | 0 | 615.745 | 1078.93 | 2371.31 | 151.515 | 6147.55 | 1930.05 | 222.463 | 120.252 | 0 | 48.2342 | 390.949 | 342.714 | 19.54 | 37.82 | 2.53 | 8.91 | 0 | 0 | 0 | 0 | 6.96 | 15.12 | 25 | 1.6 | 117.48 | 68.8 | 0 | 2.1589 | 0.028149 | 0 | 0 | 0 | 0 | 0 | 0.16346 | 0.18281 | 0.35412 | 0.025823 | 2.9133 | 2.1871 | 156.916 | 1560.08 | 246.511 | 87.7514 | -6268.64 | 615.745 | 1078.81 | 2371.31 | 151.515 | -8.6963e-05 | 2051.26 | 231.589 | 121.237 | 48.2342 | 401.06 | 352.826 | 20.33 | 38.4 | 2.53 | 9.91 | -54.31 | 6.96 | 15.12 | 25 | 1.6 | 65.54 | 71.17 | 0 | 2.187 | 0.028149 | 0.012978 | 0 | 0.16346 | 0.18281 | 0.35412 | 0.025823 | 2.9543 | 2.2281 | BEMCmpMgr 2019.0.11 Alpha (1312) | CSE19 0.860.0 EXE | MPCBECC | Natural Gas | 0.04105 | 0.041047 | -79.2 | 3.3 | 150.732 | 1532.81 | 246.511 | 0 | 0 | 0 | 0 | 0 | 615.745 | 1078.93 | 2371.31 | 151.515 | 6147.55 | 222.463 | 120.252 | 0 | 48.2342 | 390.949 | 19.54 | 37.82 | 2.53 | 8.91 | 0 | 0 | 0 | 0 | 6.96 | 15.12 | 25 | 1.6 | 117.48 | 0 | 2.1589 | 0.028149 | 0 | 0 | 0 | 0 | 0 | 0.16346 | 0.18281 | 0.35412 | 0.025823 | 2.9133 | 608.468 | 4525.84 | 246.511 | 0 | 2615 | 989.001 | 3267.2 | 327.5 | 12579.5 | 506.445 | 174.461 | 73.4 | 754.305 | 51.9397 | 97.53 | 2.53 | 31.5366 | 30.3 | 19.6911 | 35.02 | 3.45 | 271.997 | 46.85 | 97.53 | 2.53 | 12.93 | 30.3 | 15.64 | 35.02 | 3.45 | 244.25 | 0 | 4.4402 | 0.028149 | 0 | 0.76359 | 0.12681 | 0.53503 | 0.069276 | 5.963 | 43.2 | 0 | 43.2 | 44.1 | 20 | 24.1 | 41.76 | 27.04 | 43.35 | 27.82 | 41.76 | 27.04 | 105.73 | 77.8062 | [5 empty] | 6270.48 | 3.9368 | 0 | 0 | 3.39 | 0.35 | 0.61 | 2.51 |  |  | 30.6917 | 366.99 | 49.1861 | 0 | 0 | 0 | 0 | 0 | 133.613 | 214.822 | 484.438 | 33.1839 | 1312.92 | 1180.62 | 638.179 | 0 | 255.98 | 2074.78 | 31.9405 | 373.381 | 49.1861 | 17.1879 | -956.005 | 133.613 | 214.797 | 484.438 | 33.1839 | 381.722 | 1229.05 | 643.408 | 255.98 | 2128.44 | 126.983 | 1045.53 | 49.1861 | 0 | 567.192 | 199.284 | 674.652 | 78.6786 | 2741.51 | 2687.72 | 925.869 | 389.536 | 4003.12
2019-04-14 13:09 | RIBD\ED9\ED9_CZ11_6960_ELEC.RIBD19 | v30 11 S69 G15 M02 | 11 | 8 | 6960 | Proposed and Standard | FAIL | -21.5 | -6.7 | -35 | 66.9 | 3523.97 | 5067.91 | 785.772 | 13214.8 | 0 | 0 | 0 | 0 | 2033.7 | 12021.2 | 12062 | 433.914 | 49143.2 | 22592.4 | 0 | 0 | 0 | 0 | 0 | 0 | 12.75 | 41.4 | 3.13 | 51.12 | 0 | 0 | 0 | 0 | 8.92 | 48.87 | 49.4 | 1.78 | 217.37 | 108.4 | 0 | 5.9899 | 0.089726 | 0.7207 | 0 | 0 | 0 | 0 | 0.53989 | 1.4368 | 1.8235 | 0.073953 | 10.6745 | 6.8004 | 5152.22 | 4770.01 | 785.772 | 5287.7 | -26546.6 | 2033.7 | 11987.9 | 12062 | 433.914 | 15966.6 | 15995.7 | 0 | 0 | 0 | 0 | 0 | 18.61 | 44.85 | 3.13 | 20.31 | -92.08 | 8.92 | 48.73 | 49.4 | 1.78 | 103.65 | 86.9 | 0 | 6.1027 | 0.089726 | 0.41287 | 0 | 0.53989 | 1.4331 | 1.8235 | 0.073953 | 10.4758 | 6.6053 | BEMCmpMgr 2019.0.11 Alpha (1312) | CSE19 0.860.0 EXE | MPCBECC | Propane | -0.19874 | -0.19505 | -109.7 | -24.7 | 3523.97 | 5067.91 | 785.772 | 13214.8 | 0 | 0 | 0 | 0 | 2033.7 | 12021.2 | 12062 | 433.914 | 49143.2 | 0 | 0 | 0 | 0 | 0 | 12.75 | 41.4 | 3.13 | 51.12 | 0 | 0 | 0 | 0 | 8.92 | 48.87 | 49.4 | 1.78 | 217.37 | 0 | 5.9899 | 0.089726 | 0.7207 | 0 | 0 | 0 | 0 | 0.53989 | 1.4368 | 1.8235 | 0.073953 | 10.6745 | 9811.77 | 12728.2 | 785.772 | 14005.1 | 5894.96 | 15077.5 | 10697.7 | 540.499 | 69541.6 | 0 | 0 | 0 | 0 | 35.51 | 99.13 | 3.13 | 52.25 | 26.5 | 61.74 | 44.48 | 2.21 | 324.95 | 35.51 | 99.13 | 3.13 | 52.25 | 26.5 | 61.74 | 44.48 | 2.21 | 324.95 | 0 | 11.3553 | 0.089726 | 0.69239 | 1.7213 | 2.2058 | 1.7518 | 0.11433 | 17.9307 | 66.9 | 0 | 66.9 | 60.2 | 28.3 | 31.9 | 108.4 | 0 | 86.9 | 0 | 108.4 | 0 | 190.02 | 0 | [5 empty] | 26554.4 | 16.6715 | 0 | 0 | 9.82 | 2.31 | 1.74 | 4.53 |  |  | 732.249 | 1212.18 | 156.784 | 2477.63 | 0 | 0 | 0 | 0 | 441.303 | 2240.4 | 2466.05 | 95.0332 | 9821.63 | 0 | 0 | 0 | 0 | 0 | 1053.21 | 1143.12 | 156.784 | 991.3 | -4048.51 | 441.303 | 2234.03 | 2466.05 | 95.0332 | 4532.32 | 0 | 0 | 0 | 0 | 2050.38 | 2912.99 | 156.784 | 2639.49 | 1278.61 | 3076.41 | 2209.01 | 129.849 | 14453.5 | 0 | 0 | 0 | 0
2019-04-14 13:09 | RIBD\ED9\ED9_CZ11_6960_NGAS.RIBD19 | v30 11 S69 G15 M01 | 11 | 8 | 6960 | Proposed and Standard | FAIL | 4.78 | 1.6 | -28 | 52.5 | 171.244 | 5036.54 | 785.772 | 0 | 0 | 0 | 0 | 0 | 2033.7 | 5398.01 | 12062 | 433.914 | 25921.1 | 5993.55 | 252.736 | 550.028 | 0 | 271.564 | 1074.33 | 802.764 | 8.66 | 41.38 | 3.13 | 15.83 | 0 | 0 | 0 | 0 | 8.92 | 29.61 | 49.4 | 1.78 | 158.71 | 69 | 0 | 6.0145 | 0.089726 | 0 | 0 | 0 | 0 | 0 | 0.53989 | 0.67275 | 1.8235 | 0.073953 | 9.2143 | 6.1042 | 184.615 | 5106.47 | 785.772 | 549.169 | -26549.9 | 2033.7 | 5394.27 | 12062 | 433.914 | 8.3067e-05 | 6626.02 | 272.47 | 596.871 | 271.564 | 1140.9 | 869.341 | 9.33 | 41.99 | 3.13 | 19.33 | -89.58 | 8.92 | 29.6 | 49.4 | 1.78 | 73.9 | 73.78 | 0 | 6.0993 | 0.089726 | 0.065314 | 0 | 0.53989 | 0.67271 | 1.8235 | 0.073953 | 9.3643 | 6.2543 | BEMCmpMgr 2019.0.11 Alpha (1312) | CSE19 0.860.0 EXE | MPCBECC | Natural Gas | 0.15004 | 0.15008 | -114.8 | 6.5 | 171.244 | 5036.54 | 785.772 | 0 | 0 | 0 | 0 | 0 | 2033.7 | 5398.01 | 12062 | 433.914 | 25921.1 | 252.736 | 550.028 | 0 | 271.564 | 1074.33 | 8.66 | 41.38 | 3.13 | 15.83 | 0 | 0 | 0 | 0 | 8.92 | 29.61 | 49.4 | 1.78 | 158.71 | 0 | 6.0145 | 0.089726 | 0 | 0 | 0 | 0 | 0 | 0.53989 | 0.67275 | 1.8235 | 0.073953 | 9.2143 | 1038.66 | 12457 | 785.772 | 0 | 5894.96 | 6547.68 | 10697.7 | 540.499 | 37962.3 | 864.509 | 996.872 | 291.124 | 2152.5 | 34.8736 | 97.74 | 3.13 | 52.1818 | 26.5 | 41.02 | 44.48 | 2.21 | 302.135 | 31.14 | 97.74 | 3.13 | 28.7 | 26.5 | 34.53 | 44.48 | 2.21 | 268.43 | 0 | 11.2436 | 0.089726 | 0 | 1.7213 | 0.80892 | 1.7518 | 0.11433 | 15.7298 | 52.5 | 0 | 52.5 | 54.1 | 29.6 | 24.5 | 45.13 | 23.87 | 47.99 | 25.79 | 45.13 | 23.87 | 104.63 | 83.2955 | [5 empty] | 26557.7 | 16.6735 | 0 | 0 | 11.16 | 1.58 | 2.47 | 7.59 |  |  | 34.1723 | 1205.24 | 156.784 | 0 | 0 | 0 | 0 | 0 | 441.303 | 1056.92 | 2466.05 | 95.0332 | 5455.5 | 1341.28 | 2919.02 | 0 | 1441.2 | 5701.49 | 36.8525 | 1221.56 | 156.784 | 106.863 | -4049.01 | 441.303 | 1056.19 | 2466.05 | 95.0332 | 1531.63 | 1446.01 | 3167.61 | 1441.2 | 6054.82 | 215.851 | 2854.33 | 156.784 | 0 | 1278.61 | 1315.06 | 2209.01 | 129.849 | 8159.49 | 4587.98 | 5290.43 | 1545 | 11423.4
2019-04-14 13:09 | RIBD\ED9\ED9_CZ12_2100_ELEC.RIBD19 | v30 12 S21 G20 M02 | 12 | 1 | 2100 | Proposed and Standard | FAIL | -19.89 | -8.1 | -27.7 | 59.3 | 2011.69 | 221.602 | 197.909 | 2642.74 | 0 | 0 | 0 | 0 | 505.557 | 1988.67 | 2025.88 | 119.621 | 9713.67 | 5073.94 | 0 | 0 | 0 | 0 | 0 | 0 | 24.19 | 17.41 | 2.61 | 38.63 | 0 | 0 | 0 | 0 | 7.37 | 27.17 | 27.51 | 1.64 | 146.53 | 82.84 | 0 | 0.71619 | 0.022599 | 0.34574 | 0 | 0 | 0 | 0 | 0.13421 | 0.29062 | 0.30364 | 0.020387 | 1.8334 | 1.0845 | 2160.41 | 230.191 | 197.909 | 1230.6 | -4238.86 | 505.557 | 1983.71 | 2025.88 | 119.621 | 4215.02 | 3819.11 | 0 | 0 | 0 | 0 | 0 | 25.98 | 18.46 | 2.61 | 15.9 | -48.36 | 7.37 | 27.11 | 27.51 | 1.64 | 78.22 | 62.95 | 0 | 0.76089 | 0.022599 | 0.079099 | 0 | 0.13421 | 0.28996 | 0.30364 | 0.020387 | 1.6108 | 0.86259 | BEMCmpMgr 2019.0.11 Alpha (1312) | CSE19 0.860.0 EXE | MPCBECC | Propane | -0.2226 | -0.22195 | -87.3 | -31.6 | 2011.69 | 221.602 | 197.909 | 2642.74 | 0 | 0 | 0 | 0 | 505.557 | 1988.67 | 2025.88 | 119.621 | 9713.67 | 0 | 0 | 0 | 0 | 0 | 24.19 | 17.41 | 2.61 | 38.63 | 0 | 0 | 0 | 0 | 7.37 | 27.17 | 27.51 | 1.64 | 146.53 | 0 | 0.71619 | 0.022599 | 0.34574 | 0 | 0 | 0 | 0 | 0.13421 | 0.29062 | 0.30364 | 0.020387 | 1.8334 | 4104 | 1128.16 | 197.909 | 2759.03 | 2135 | 2349 | 2531 | 297.5 | 15501.6 | 0 | 0 | 0 | 0 | 49.3 | 53.37 | 2.61 | 38.97 | 31.93 | 32 | 34.92 | 4.13 | 247.23 | 49.3 | 53.37 | 2.61 | 38.97 | 31.93 | 32 | 34.92 | 4.13 | 247.23 | 0 | 2.4192 | 0.022599 | 0.28312 | 0.62343 | 0.35042 | 0.41447 | 0.06293 | 4.1762 | 59.3 | 0 | 59.3 | 51.2 | 19.6 | 31.6 | 82.84 | 0 | 62.95 | 0 | 82.84 | 0 | 144.25 | 0 | [5 empty] | 4240.1 | 2.701 | 0 | 0 | 1.95 | 0.34 | 0.31 | 1.06 |  |  | 425.898 | 51.8389 | 39.4886 | 505.348 | 0 | 0 | 0 | 0 | 109.703 | 375.399 | 413.965 | 26.1987 | 1947.84 | 0 | 0 | 0 | 0 | 0 | 457.706 | 54.0442 | 39.4886 | 230.677 | -646.146 | 109.703 | 374.446 | 413.965 | 26.1987 | 1060.08 | 0 | 0 | 0 | 0 | 861.499 | 273.701 | 39.4886 | 531.214 | 463.08 | 480.24 | 522.633 | 71.4714 | 3243.33 | 0 | 0 | 0 | 0
2019-04-14 13:09 | RIBD\ED9\ED9_CZ12_2100_NGAS.RIBD19 | v30 12 S21 G20 M01 | 12 | 1 | 2100 | Proposed and Standard | FAIL | 2.09 | 0.9 | -18.8 | 44.7 | 138.226 | 224.569 | 197.909 | 0 | 0 | 0 | 0 | 0 | 505.557 | 937.088 | 2025.88 | 119.621 | 4148.85 | 560.704 | 203.974 | 112.521 | 0 | 42.7925 | 359.287 | 316.495 | 23.05 | 17.65 | 2.61 | 10.7 | 0 | 0 | 0 | 0 | 7.37 | 16.98 | 27.51 | 1.64 | 107.51 | 54.01 | 0 | 0.72681 | 0.022599 | 0 | 0 | 0 | 0 | 0 | 0.13421 | 0.14318 | 0.30364 | 0.020387 | 1.3508 | 0.74941 | 141.053 | 228.899 | 197.909 | 85.2288 | -4241.23 | 505.557 | 937.084 | 2025.88 | 119.621 | -0.00023954 | 653.09 | 208.147 | 114.403 | 42.7925 | 365.342 | 322.55 | 23.53 | 17.91 | 2.61 | 12.05 | -47.35 | 7.37 | 16.98 | 27.51 | 1.64 | 62.25 | 56.1 | 0 | 0.74251 | 0.022599 | 0.014324 | 0 | 0.13421 | 0.14319 | 0.30364 | 0.020387 | 1.3809 | 0.77943 | BEMCmpMgr 2019.0.11 Alpha (1312) | CSE19 0.860.0 EXE | MPCBECC | Natural Gas | 0.030031 | 0.030023 | -72.7 | 3.7 | 138.226 | 224.569 | 197.909 | 0 | 0 | 0 | 0 | 0 | 505.557 | 937.088 | 2025.88 | 119.621 | 4148.85 | 203.974 | 112.521 | 0 | 42.7925 | 359.287 | 23.05 | 17.65 | 2.61 | 10.7 | 0 | 0 | 0 | 0 | 7.37 | 16.98 | 27.51 | 1.64 | 107.51 | 0 | 0.72681 | 0.022599 | 0 | 0 | 0 | 0 | 0 | 0.13421 | 0.14318 | 0.30364 | 0.020387 | 1.3508 | 467.266 | 1165.95 | 197.909 | 0 | 2135 | 930.001 | 2637.81 | 297.5 | 7831.44 | 388.858 | 167.457 | 65.4 | 621.716 | 48.993 | 54.31 | 2.61 | 38.8293 | 31.93 | 23.2095 | 36.39 | 4.13 | 240.402 | 46.39 | 54.31 | 2.61 | 15.92 | 31.93 | 18.57 | 36.39 | 4.13 | 210.25 | 0 | 2.4601 | 0.022599 | 0 | 0.62343 | 0.11804 | 0.43196 | 0.06293 | 3.7191 | 44.7 | 0 | 44.7 | 45.6 | 19.7 | 25.9 | 21.92 | 32.09 | 23.41 | 32.69 | 21.92 | 32.09 | 62.53 | 82.2122 | [5 empty] | 4242.48 | 2.7026 | 0 | 0 | 2.76 | 0.25 | 0.4 | 2.17 |  |  | 28.0455 | 52.5892 | 39.4886 | 0 | 0 | 0 | 0 | 0 | 109.703 | 184.582 | 413.965 | 26.1987 | 854.573 | 1082.5 | 597.15 | 0 | 227.101 | 1906.75 | 28.6143 | 53.6881 | 39.4886 | 16.6741 | -646.508 | 109.703 | 184.582 | 413.965 | 26.1987 | 226.406 | 1104.64 | 607.14 | 227.101 | 1938.88 | 97.3378 | 282.673 | 39.4886 | 0 | 463.08 | 187.226 | 544.689 | 71.4714 | 1685.97 | 2063.68 | 888.701 | 347.08 | 3299.47
2019-04-14 13:09 | RIBD\ED9\ED9_CZ12_2700_ELEC.RIBD19 | v30 12 S27 G20 M02 | 12 | 1 | 2700 | Proposed and Standard | FAIL | -16.38 | -6.9 | -25.7 | 56.1 | 2273.72 | 396.745 | 245.927 | 2953.92 | 0 | 0 | 0 | 0 | 615.745 | 2246.48 | 2371.31 | 151.515 | 11255.4 | 5870.31 | 0 | 0 | 0 | 0 | 0 | 0 | 21.27 | 20.51 | 2.52 | 32.51 | 0 | 0 | 0 | 0 | 6.98 | 24.41 | 25.03 | 1.61 | 134.84 | 76.81 | 0 | 1.2546 | 0.028082 | 0.41538 | 0 | 0 | 0 | 0 | 0.16346 | 0.47894 | 0.35412 | 0.025823 | 2.7204 | 1.6981 | 2447.36 | 415.658 | 245.927 | 1332.59 | -5099.41 | 615.745 | 2238.38 | 2371.31 | 151.515 | 4719.08 | 4441.53 | 0 | 0 | 0 | 0 | 0 | 22.89 | 21.79 | 2.52 | 13.23 | -45.22 | 6.98 | 24.33 | 25.03 | 1.61 | 73.16 | 60.43 | 0 | 1.3376 | 0.028082 | 0.062206 | 0 | 0.16346 | 0.47832 | 0.35412 | 0.025823 | 2.4497 | 1.4279 | BEMCmpMgr 2019.0.11 Alpha (1312) | CSE19 0.860.0 EXE | MPCBECC | Propane | -0.27079 | -0.27017 | -84.3 | -27.1 | 2273.72 | 396.745 | 245.927 | 2953.92 | 0 | 0 | 0 | 0 | 615.745 | 2246.48 | 2371.31 | 151.515 | 11255.4 | 0 | 0 | 0 | 0 | 0 | 21.27 | 20.51 | 2.52 | 32.51 | 0 | 0 | 0 | 0 | 6.98 | 24.41 | 25.03 | 1.61 | 134.84 | 0 | 1.2546 | 0.028082 | 0.41538 | 0 | 0 | 0 | 0 | 0.16346 | 0.47894 | 0.35412 | 0.025823 | 2.7204 | 5298.85 | 1730.39 | 245.927 | 3071.98 | 2615 | 2596 | 3146.01 | 327.5 | 19031.7 | 0 | 0 | 0 | 0 | 49.52 | 60.39 | 2.52 | 32.69 | 30.42 | 27.53 | 33.76 | 3.54 | 240.37 | 49.52 | 60.39 | 2.52 | 32.69 | 30.42 | 27.53 | 33.76 | 3.54 | 240.37 | 0 | 3.509 | 0.028082 | 0.37215 | 0.76359 | 0.38997 | 0.51519 | 0.069276 | 5.6473 | 56.1 | 0 | 56.1 | 49.2 | 18.8 | 30.4 | 76.81 | 0 | 60.43 | 0 | 76.81 | 0 | 145.12 | 0 | [5 empty] | 5100.9 | 3.2494 | 0 | 0 | 2.29 | 0.41 | 0.37 | 1.23 |  |  | 483.263 | 94.6037 | 49.0695 | 573.781 | 0 | 0 | 0 | 0 | 133.613 | 433.667 | 484.438 | 33.1839 | 2285.62 | 0 | 0 | 0 | 0 | 0 | 520.065 | 99.3993 | 49.0695 | 255.221 | -777.323 | 133.613 | 432.104 | 484.438 | 33.1839 | 1229.77 | 0 | 0 | 0 | 0 | 1117.55 | 415.073 | 49.0695 | 595.738 | 567.192 | 531.119 | 649.628 | 78.6786 | 4004.04 | 0 | 0 | 0 | 0
2019-04-14 13:09 | RIBD\ED9\ED9_CZ12_2700_NGAS.RIBD19 | v30 12 S27 G20 M01 | 12 | 1 | 2700 | Proposed and Standard | FAIL | 2.06 | 0.9 | -18.1 | 43.3 | 153.542 | 400.636 | 245.927 | 0 | 0 | 0 | 0 | 0 | 615.745 | 1058.62 | 2371.31 | 151.515 | 4997.29 | 800.104 | 226.576 | 126.559 | 0 | 48.2342 | 401.369 | 353.135 | 19.96 | 20.69 | 2.52 | 9.34 | 0 | 0 | 0 | 0 | 6.98 | 15.14 | 25.03 | 1.61 | 101.27 | 52.51 | 0 | 1.2674 | 0.028082 | 0 | 0 | 0 | 0 | 0 | 0.16346 | 0.18035 | 0.35412 | 0.025823 | 2.0192 | 1.2955 | 159.53 | 411.374 | 245.927 | 87.7514 | -5101.69 | 615.745 | 1058.54 | 2371.31 | 151.515 | -2.7591e-05 | 904.582 | 235.412 | 126.604 | 48.2342 | 410.25 | 362.015 | 20.72 | 21.06 | 2.52 | 10.27 | -44.27 | 6.98 | 15.14 | 25.03 | 1.61 | 59.06 | 54.57 | 0 | 1.2949 | 0.028082 | 0.012978 | 0 | 0.16346 | 0.18036 | 0.35412 | 0.025823 | 2.0597 | 1.336 | BEMCmpMgr 2019.0.11 Alpha (1312) | CSE19 0.860.0 EXE | MPCBECC | Natural Gas | 0.040499 | 0.040488 | -71.5 | 3.8 | 153.542 | 400.636 | 245.927 | 0 | 0 | 0 | 0 | 0 | 615.745 | 1058.62 | 2371.31 | 151.515 | 4997.29 | 226.576 | 126.559 | 0 | 48.2342 | 401.369 | 19.96 | 20.69 | 2.52 | 9.34 | 0 | 0 | 0 | 0 | 6.98 | 15.14 | 25.03 | 1.61 | 101.27 | 0 | 1.2674 | 0.028082 | 0 | 0 | 0 | 0 | 0 | 0.16346 | 0.18035 | 0.35412 | 0.025823 | 2.0192 | 601.757 | 1771.75 | 245.927 | 0 | 2615 | 989.001 | 3267.2 | 327.5 | 9818.13 | 500.782 | 180.518 | 73.4 | 754.699 | 49.0668 | 61.18 | 2.52 | 32.4878 | 30.42 | 19.7011 | 35.06 | 3.54 | 233.976 | 46.46 | 61.18 | 2.52 | 13.32 | 30.42 | 15.65 | 35.06 | 3.54 | 208.15 | 0 | 3.5525 | 0.028082 | 0 | 0.76359 | 0.12681 | 0.53503 | 0.069276 | 5.0753 | 43.3 | 0 | 43.3 | 44.2 | 19 | 25.2 | 24.65 | 27.86 | 26.02 | 28.55 | 24.65 | 27.86 | 69.32 | 75.9346 | [5 empty] | 5103.18 | 3.2508 | 0 | 0 | 3.17 | 0.3 | 0.48 | 2.46 |  |  | 31.2884 | 95.5774 | 49.0695 | 0 | 0 | 0 | 0 | 0 | 133.613 | 210.514 | 484.438 | 33.1839 | 1037.68 | 1202.44 | 671.654 | 0 | 255.98 | 2130.08 | 32.5019 | 98.22 | 49.0695 | 17.1879 | -777.67 | 133.613 | 210.498 | 484.438 | 33.1839 | 281.042 | 1249.34 | 671.89 | 255.98 | 2177.21 | 125.989 | 424.804 | 49.0695 | 0 | 567.192 | 199.284 | 674.652 | 78.6786 | 2119.67 | 2657.66 | 958.014 | 389.536 | 4005.21
2019-04-14 13:09 | RIBD\ED9\ED9_CZ12_6960_ELEC.RIBD19 | v30 12 S69 G15 M02 | 12 | 8 | 6960 | Proposed and Standard | FAIL | -29.97 | -10.2 | -37.9 | 69.9 | 3497.38 | 2105.78 | 785.772 | 13851.6 | 0 | 0 | 0 | 0 | 2033.7 | 11974.4 | 12062 | 433.914 | 46744.5 | 20240.6 | 0 | 0 | 0 | 0 | 0 | 0 | 12.68 | 27.68 | 3.13 | 53.89 | 0 | 0 | 0 | 0 | 8.95 | 48.53 | 49.46 | 1.79 | 206.11 | 97.38 | 0 | 4.9699 | 0.089726 | 0.86805 | 0 | 0 | 0 | 0 | 0.53989 | 1.4336 | 1.8235 | 0.073953 | 9.7985 | 5.9276 | 4850.81 | 1658.38 | 785.772 | 5546.2 | -23469.8 | 2033.7 | 11937.7 | 12062 | 433.914 | 15838.6 | 12841.2 | 0 | 0 | 0 | 0 | 0 | 17.55 | 25.83 | 3.13 | 20.9 | -81.58 | 8.95 | 48.39 | 49.46 | 1.79 | 94.42 | 67.41 | 0 | 4.3337 | 0.089726 | 0.32346 | 0 | 0.53989 | 1.4317 | 1.8235 | 0.073953 | 8.6159 | 4.7469 | BEMCmpMgr 2019.0.11 Alpha (1312) | CSE19 0.860.0 EXE | MPCBECC | Propane | -1.1826 | -1.1807 | -118.3 | -44.5 | 3497.38 | 2105.78 | 785.772 | 13851.6 | 0 | 0 | 0 | 0 | 2033.7 | 11974.4 | 12062 | 433.914 | 46744.5 | 0 | 0 | 0 | 0 | 0 | 12.68 | 27.68 | 3.13 | 53.89 | 0 | 0 | 0 | 0 | 8.95 | 48.53 | 49.46 | 1.79 | 206.11 | 0 | 4.9699 | 0.089726 | 0.86805 | 0 | 0 | 0 | 0 | 0.53989 | 1.4336 | 1.8235 | 0.073953 | 9.7985 | 9271.27 | 6063.42 | 785.772 | 14658.9 | 5894.96 | 15077.5 | 10697.7 | 540.499 | 62990.1 | 0 | 0 | 0 | 0 | 33.62 | 66.18 | 3.13 | 56.82 | 26.6 | 61.81 | 44.53 | 2.26 | 294.95 | 33.62 | 66.18 | 3.13 | 56.82 | 26.6 | 61.81 | 44.53 | 2.26 | 294.95 | 0 | 9.5091 | 0.089726 | 1.0017 | 1.7213 | 2.2058 | 1.7518 | 0.11433 | 16.3939 | 69.9 | 0 | 69.9 | 59.7 | 27.7 | 32 | 97.38 | 0 | 67.41 | 0 | 97.38 | 0 | 159.75 | 0 | [5 empty] | 23476.7 | 14.9552 | 0 | 0 | 9.26 | 2.13 | 1.44 | 4.25 |  |  | 733.723 | 518.6 | 156.784 | 2614.15 | 0 | 0 | 0 | 0 | 441.303 | 2231.03 | 2466.05 | 95.0332 | 9256.67 | 0 | 0 | 0 | 0 | 0 | 997.535 | 409.406 | 156.784 | 1041.68 | -3577.6 | 441.303 | 2223.84 | 2466.05 | 95.0332 | 4254.03 | 0 | 0 | 0 | 0 | 1948.9 | 1436.07 | 156.784 | 2777.07 | 1278.61 | 3076.41 | 2209.01 | 129.849 | 13012.7 | 0 | 0 | 0 | 0
2019-04-14 13:09 | RIBD\ED9\ED9_CZ12_6960_NGAS.RIBD19 | v30 12 S69 G15 M01 | 12 | 8 | 6960 | Proposed and Standard | FAIL | 3.39 | 1.3 | -27.8 | 53.7 | 182.173 | 2075.87 | 785.772 | 0 | 0 | 0 | 0 | 0 | 2033.7 | 5350.55 | 12062 | 433.914 | 22923.9 | 3043.82 | 268.825 | 577.585 | 0 | 271.564 | 1117.97 | 846.41 | 9.24 | 27.67 | 3.13 | 16.55 | 0 | 0 | 0 | 0 | 8.95 | 29.48 | 49.46 | 1.79 | 146.27 | 56.59 | 0 | 4.9616 | 0.089726 | 0 | 0 | 0 | 0 | 0 | 0.53989 | 0.66939 | 1.8235 | 0.073953 | 8.158 | 5.0513 | 182.173 | 2075.87 | 785.772 | 549.179 | -23473.1 | 2033.7 | 5350.55 | 12062 | 433.914 | -0.0023404 | 3593 | 268.825 | 620.317 | 271.564 | 1160.71 | 889.142 | 9.24 | 27.67 | 3.13 | 19.94 | -79.09 | 8.95 | 29.48 | 49.46 | 1.79 | 70.57 | 59.98 | 0 | 4.9616 | 0.089726 | 0.065314 | 0 | 0.53989 | 0.66939 | 1.8235 | 0.073953 | 8.2233 | 5.1166 | BEMCmpMgr 2019.0.11 Alpha (1312) | CSE19 0.860.0 EXE | MPCBECC | Natural Gas | 0.065314 | 0.065314 | -107.3 | 5.7 | 182.173 | 2075.87 | 785.772 | 0 | 0 | 0 | 0 | 0 | 2033.7 | 5350.55 | 12062 | 433.914 | 22923.9 | 268.825 | 577.585 | 0 | 271.564 | 1117.97 | 9.24 | 27.67 | 3.13 | 16.55 | 0 | 0 | 0 | 0 | 8.95 | 29.48 | 49.46 | 1.79 | 146.27 | 0 | 4.9616 | 0.089726 | 0 | 0 | 0 | 0 | 0 | 0.53989 | 0.66939 | 1.8235 | 0.073953 | 8.158 | 1029.98 | 5830.83 | 785.772 | 0 | 5894.96 | 6547.68 | 10697.7 | 540.499 | 31327.5 | 857.144 | 1025.65 | 291.124 | 2173.92 | 33.3278 | 64.85 | 3.13 | 56.5192 | 26.6 | 41.05 | 44.53 | 2.26 | 272.267 | 30.96 | 64.85 | 3.13 | 29.39 | 26.6 | 34.56 | 44.53 | 2.26 | 236.28 | 0 | 9.3643 | 0.089726 | 0 | 1.7213 | 0.80892 | 1.7518 | 0.11433 | 13.8505 | 53.7 | 0 | 53.7 | 55 | 29.1 | 25.9 | 31.46 | 25.13 | 33.66 | 26.32 | 31.46 | 25.13 | 71.71 | 86.1171 | [5 empty] | 23480 | 14.9573 | 0 | 0 | 10.69 | 1.4 | 2.18 | 7.44 |  |  | 36.5423 | 511.427 | 156.784 | 0 | 0 | 0 | 0 | 0 | 441.303 | 1047.39 | 2466.05 | 95.0332 | 4754.53 | 1426.66 | 3065.26 | 0 | 1441.2 | 5933.12 | 36.5423 | 511.427 | 156.784 | 106.865 | -3578.1 | 441.303 | 1047.39 | 2466.05 | 95.0332 | 1283.29 | 1426.66 | 3292.04 | 1441.2 | 6159.9 | 214.941 | 1382.6 | 156.784 | 0 | 1278.61 | 1315.06 | 2209.01 | 129.849 | 6686.85 | 4548.89 | 5443.16 | 1545 | 11537.1
2019-04-14 13:09 | RIBD\ED9\ED9_CZ13_2100_ELEC.RIBD19 | v30 13 S21 G20 M02 | 13 | 1 | 2100 | Proposed and Standard | FAIL | -15.49 | -5.6 | -26.8 | 58.6 | 1737.18 | 1242.06 | 198.867 | 2467.65 | 0 | 0 | 0 | 0 | 505.557 | 2015.47 | 2025.88 | 119.621 | 10312.3 | 5645.75 | 0 | 0 | 0 | 0 | 0 | 0 | 21.05 | 40.36 | 2.64 | 32.98 | 0 | 0 | 0 | 0 | 7.52 | 28.29 | 27.67 | 1.65 | 162.16 | 97.03 | 0 | 1.9096 | 0.022708 | 0.25363 | 0 | 0 | 0 | 0 | 0.13421 | 0.29318 | 0.30364 | 0.020387 | 2.9374 | 2.186 | 1850.25 | 1317.89 | 198.867 | 1107.55 | -5279.48 | 505.557 | 2010.64 | 2025.88 | 119.621 | 3856.77 | 4474.55 | 0 | 0 | 0 | 0 | 0 | 22.41 | 42.83 | 2.64 | 13.66 | -58.5 | 7.52 | 28.23 | 27.67 | 1.65 | 88.11 | 81.54 | 0 | 2.0288 | 0.022708 | 0.051191 | 0 | 0.13421 | 0.29267 | 0.30364 | 0.020387 | 2.8536 | 2.1027 | BEMCmpMgr 2019.0.11 Alpha (1312) | CSE19 0.860.0 EXE | MPCBECC | Propane | -0.083749 | -0.083234 | -84 | -19 | 1737.18 | 1242.06 | 198.867 | 2467.65 | 0 | 0 | 0 | 0 | 505.557 | 2015.47 | 2025.88 | 119.621 | 10312.3 | 0 | 0 | 0 | 0 | 0 | 21.05 | 40.36 | 2.64 | 32.98 | 0 | 0 | 0 | 0 | 7.52 | 28.29 | 27.67 | 1.65 | 162.16 | 0 | 1.9096 | 0.022708 | 0.25363 | 0 | 0 | 0 | 0 | 0.13421 | 0.29318 | 0.30364 | 0.020387 | 2.9374 | 3678.26 | 3544.29 | 198.867 | 2574.97 | 2135 | 2349 | 2531 | 297.5 | 17308.9 | 0 | 0 | 0 | 0 | 44.5 | 90.86 | 2.64 | 34.54 | 32.73 | 32.2 | 35.16 | 4.22 | 276.85 | 44.5 | 90.86 | 2.64 | 34.54 | 32.73 | 32.2 | 35.16 | 4.22 | 276.85 | 0 | 3.2882 | 0.022708 | 0.15956 | 0.62343 | 0.35042 | 0.41447 | 0.06293 | 4.9217 | 58.6 | 0 | 58.6 | 53 | 21.2 | 31.8 | 97.03 | 0 | 81.54 | 0 | 97.03 | 0 | 172.54 | 0 | [5 empty] | 5281.03 | 3.4161 | 0 | 0 | 2.1 | 0.39 | 0.42 | 1.07 |  |  | 366.882 | 297.13 | 39.6798 | 470.449 | 0 | 0 | 0 | 0 | 109.703 | 380.858 | 413.965 | 26.1987 | 2104.87 | 0 | 0 | 0 | 0 | 0 | 390.848 | 315.475 | 39.6798 | 207.552 | -811.922 | 109.703 | 379.938 | 413.965 | 26.1987 | 1071.44 | 0 | 0 | 0 | 0 | 770.972 | 811.166 | 39.6798 | 490.293 | 463.08 | 480.24 | 522.633 | 71.4714 | 3649.53 | 0 | 0 | 0 | 0
2019-04-14 13:09 | RIBD\ED9\ED9_CZ13_2100_NGAS.RIBD19 | v30 13 S21 G20 M01 | 13 | 1 | 2100 | Proposed and Standard | FAIL | 2.22 | 0.8 | -20.4 | 46.9 | 114.715 | 1250.34 | 198.867 | 0 | 0 | 0 | 0 | 0 | 505.557 | 964.198 | 2025.88 | 119.621 | 5179.18 | 1563.92 | 169.304 | 105.148 | 0 | 42.7925 | 317.244 | 274.452 | 19.23 | 40.65 | 2.64 | 10.05 | 0 | 0 | 0 | 0 | 7.52 | 17.34 | 27.67 | 1.65 | 126.75 | 72.57 | 0 | 1.922 | 0.022708 | 0 | 0 | 0 | 0 | 0 | 0.13421 | 0.14574 | 0.30364 | 0.020387 | 2.5487 | 1.9447 | 117.285 | 1265.26 | 198.867 | 85.2288 | -5281.86 | 505.557 | 964.162 | 2025.88 | 119.621 | -9.3182e-05 | 1666.64 | 173.097 | 108.13 | 42.7925 | 324.02 | 281.227 | 19.66 | 41.02 | 2.64 | 11.47 | -57.38 | 7.52 | 17.34 | 27.67 | 1.65 | 71.59 | 74.79 | 0 | 1.9372 | 0.022708 | 0.014324 | 0 | 0.13421 | 0.14575 | 0.30364 | 0.020387 | 2.5782 | 1.9742 | BEMCmpMgr 2019.0.11 Alpha (1312) | CSE19 0.860.0 EXE | MPCBECC | Natural Gas | 0.029496 | 0.029492 | -77 | 3 | 114.715 | 1250.34 | 198.867 | 0 | 0 | 0 | 0 | 0 | 505.557 | 964.198 | 2025.88 | 119.621 | 5179.18 | 169.304 | 105.148 | 0 | 42.7925 | 317.244 | 19.23 | 40.65 | 2.64 | 10.05 | 0 | 0 | 0 | 0 | 7.52 | 17.34 | 27.67 | 1.65 | 126.75 | 0 | 1.922 | 0.022708 | 0 | 0 | 0 | 0 | 0 | 0.13421 | 0.14574 | 0.30364 | 0.020387 | 2.5487 | 407.892 | 3604.19 | 198.867 | 0 | 2135 | 930.001 | 2637.81 | 297.5 | 10211.3 | 339.498 | 160.189 | 65.4 | 565.087 | 43.7996 | 92.05 | 2.64 | 34.7727 | 32.73 | 23.2795 | 36.64 | 4.22 | 270.132 | 40.69 | 92.05 | 2.64 | 15.3 | 32.73 | 18.64 | 36.64 | 4.22 | 242.91 | 0 | 3.3253 | 0.022708 | 0 | 0.62343 | 0.11804 | 0.43196 | 0.06293 | 4.5844 | 46.9 | 0 | 46.9 | 47.7 | 21.2 | 26.5 | 44.68 | 27.89 | 46.25 | 28.54 | 44.68 | 27.89 | 99.62 | 73.6423 | [5 empty] | 5283.41 | 3.4177 | 0 | 0 | 2.79 | 0.29 | 0.52 | 2.03 |  |  | 23.2664 | 299.088 | 39.6798 | 0 | 0 | 0 | 0 | 0 | 109.703 | 190.109 | 413.965 | 26.1987 | 1102.01 | 898.504 | 558.022 | 0 | 227.101 | 1683.63 | 23.7868 | 302.596 | 39.6798 | 16.6741 | -812.287 | 109.703 | 190.101 | 413.965 | 26.1987 | 310.418 | 918.634 | 573.848 | 227.101 | 1719.58 | 84.8955 | 824.555 | 39.6798 | 0 | 463.08 | 187.226 | 544.689 | 71.4714 | 2215.6 | 1801.73 | 850.129 | 347.08 | 2998.93
2019-04-14 13:09 | RIBD\ED9\ED9_CZ13_2700_ELEC.RIBD19 | v30 13 S27 G20 M02 | 13 | 1 | 2700 | Proposed and Standard | FAIL | -12.01 | -4.5 | -24.9 | 54.7 | 2064.26 | 1688.49 | 248.187 | 2751.84 | 0 | 0 | 0 | 0 | 615.745 | 2277.03 | 2371.31 | 151.515 | 12168.4 | 6752.78 | 0 | 0 | 0 | 0 | 0 | 0 | 19.45 | 39.7 | 2.56 | 27.93 | 0 | 0 | 0 | 0 | 7.13 | 24.78 | 25.18 | 1.63 | 148.36 | 89.64 | 0 | 2.4057 | 0.02834 | 0.24489 | 0 | 0 | 0 | 0 | 0.16346 | 0.48228 | 0.35412 | 0.025823 | 3.7046 | 2.6789 | 2217.76 | 1798.55 | 248.187 | 1202.52 | -6429.74 | 615.745 | 2269.24 | 2371.31 | 151.515 | 4445.08 | 5467.01 | 0 | 0 | 0 | 0 | 0 | 20.89 | 42.45 | 2.56 | 11.73 | -55.3 | 7.13 | 24.7 | 25.18 | 1.63 | 80.97 | 77.63 | 0 | 2.5768 | 0.02834 | 0.095163 | 0 | 0.16346 | 0.48148 | 0.35412 | 0.025823 | 3.7252 | 2.7003 | BEMCmpMgr 2019.0.11 Alpha (1312) | CSE19 0.860.0 EXE | MPCBECC | Propane | 0.020643 | 0.021445 | -83.2 | -15.5 | 2064.26 | 1688.49 | 248.187 | 2751.84 | 0 | 0 | 0 | 0 | 615.745 | 2277.03 | 2371.31 | 151.515 | 12168.4 | 0 | 0 | 0 | 0 | 0 | 19.45 | 39.7 | 2.56 | 27.93 | 0 | 0 | 0 | 0 | 7.13 | 24.78 | 25.18 | 1.63 | 148.36 | 0 | 2.4057 | 0.02834 | 0.24489 | 0 | 0 | 0 | 0 | 0.16346 | 0.48228 | 0.35412 | 0.025823 | 3.7046 | 4910.11 | 4877.16 | 248.187 | 2861.21 | 2615 | 2596 | 3146.01 | 327.5 | 21581.2 | 0 | 0 | 0 | 0 | 46.2 | 97.12 | 2.56 | 29.11 | 31.18 | 27.7 | 33.99 | 3.61 | 271.47 | 46.2 | 97.12 | 2.56 | 29.11 | 31.18 | 27.7 | 33.99 | 3.61 | 271.47 | 0 | 4.5119 | 0.02834 | 0.27932 | 0.76359 | 0.38997 | 0.51519 | 0.069276 | 6.5576 | 54.7 | 0 | 54.7 | 50.2 | 20.4 | 29.8 | 89.64 | 0 | 77.63 | 0 | 89.64 | 0 | 174.99 | 0 | [5 empty] | 6431.63 | 4.1604 | 0 | 0 | 2.51 | 0.46 | 0.52 | 1.28 |  |  | 437.436 | 402.848 | 49.5205 | 529.642 | 0 | 0 | 0 | 0 | 133.613 | 439.896 | 484.438 | 33.1839 | 2510.58 | 0 | 0 | 0 | 0 | 0 | 469.819 | 429.32 | 49.5205 | 228.701 | -988.818 | 133.613 | 438.399 | 484.438 | 33.1839 | 1278.18 | 0 | 0 | 0 | 0 | 1033.56 | 1112.74 | 49.5205 | 550.567 | 567.192 | 531.119 | 649.628 | 78.6786 | 4573.01 | 0 | 0 | 0 | 0
2019-04-14 13:09 | RIBD\ED9\ED9_CZ13_2700_NGAS.RIBD19 | v30 13 S27 G20 M01 | 13 | 1 | 2700 | Proposed and Standard | FAIL | 2.32 | 0.8 | -19.6 | 44.7 | 135.153 | 1697.75 | 248.187 | 0 | 0 | 0 | 0 | 0 | 615.745 | 1089.38 | 2371.31 | 151.515 | 6309.04 | 2081.09 | 199.469 | 117.927 | 0 | 48.2342 | 365.63 | 317.396 | 17.64 | 40 | 2.56 | 8.74 | 0 | 0 | 0 | 0 | 7.13 | 15.56 | 25.18 | 1.63 | 118.44 | 68.94 | 0 | 2.4252 | 0.02834 | 0 | 0 | 0 | 0 | 0 | 0.16346 | 0.18369 | 0.35412 | 0.025823 | 3.1807 | 2.4536 | 140.598 | 1727.63 | 248.187 | 87.7514 | -6432.02 | 615.745 | 1089.29 | 2371.31 | 151.515 | -0.0013615 | 2204.17 | 207.504 | 119.259 | 48.2342 | 374.997 | 326.763 | 18.35 | 40.58 | 2.56 | 9.77 | -54.3 | 7.13 | 15.56 | 25.18 | 1.63 | 66.46 | 71.26 | 0 | 2.4556 | 0.02834 | 0.012978 | 0 | 0.16346 | 0.1837 | 0.35412 | 0.025823 | 3.2241 | 2.497 | BEMCmpMgr 2019.0.11 Alpha (1312) | CSE19 0.860.0 EXE | MPCBECC | Natural Gas | 0.043405 | 0.043395 | -78.2 | 3.3 | 135.153 | 1697.75 | 248.187 | 0 | 0 | 0 | 0 | 0 | 615.745 | 1089.38 | 2371.31 | 151.515 | 6309.04 | 199.469 | 117.927 | 0 | 48.2342 | 365.63 | 17.64 | 40 | 2.56 | 8.74 | 0 | 0 | 0 | 0 | 7.13 | 15.56 | 25.18 | 1.63 | 118.44 | 0 | 2.4252 | 0.02834 | 0 | 0 | 0 | 0 | 0 | 0.16346 | 0.18369 | 0.35412 | 0.025823 | 3.1807 | 546.94 | 4941.99 | 248.187 | 0 | 2615 | 989.001 | 3267.2 | 327.5 | 12935.8 | 455.23 | 172.17 | 73.4 | 700.8 | 45.6726 | 98.13 | 2.56 | 29 | 31.18 | 19.7611 | 35.3 | 3.61 | 265.214 | 42.43 | 98.13 | 2.56 | 12.76 | 31.18 | 15.71 | 35.3 | 3.61 | 241.68 | 0 | 4.5512 | 0.02834 | 0 | 0.76359 | 0.12681 | 0.53503 | 0.069276 | 6.0743 | 44.7 | 0 | 44.7 | 45.5 | 20.4 | 25.1 | 43.84 | 25.1 | 45.42 | 25.84 | 43.84 | 25.1 | 105.83 | 69.5326 | [5 empty] | 6433.9 | 4.1619 | 0 | 0 | 3.29 | 0.35 | 0.64 | 2.38 |  |  | 27.5235 | 405.04 | 49.5205 | 0 | 0 | 0 | 0 | 0 | 133.613 | 216.789 | 484.438 | 33.1839 | 1350.11 | 1058.59 | 625.841 | 0 | 255.98 | 1940.41 | 28.6305 | 412.013 | 49.5205 | 17.1879 | -989.169 | 133.613 | 216.769 | 484.438 | 33.1839 | 386.188 | 1101.23 | 632.91 | 255.98 | 1990.12 | 114.381 | 1127.24 | 49.5205 | 0 | 567.192 | 199.284 | 674.652 | 78.6786 | 2810.95 | 2415.92 | 913.71 | 389.536 | 3719.17
2019-04-14 13:09 | RIBD\ED9\ED9_CZ13_6960_ELEC.RIBD19 | v30 13 S69 G15 M02 | 13 | 8 | 6960 | Proposed and Standard | FAIL | -26.27 | -8.1 | -36.2 | 68.3 | 3163.62 | 5700.99 | 785.772 | 12973.6 | 0 | 0 | 0 | 0 | 2033.7 | 12042.1 | 12062 | 433.914 | 49195.7 | 22624 | 0 | 0 | 0 | 0 | 0 | 0 | 11.55 | 46.72 | 3.15 | 50.5 | 0 | 0 | 0 | 0 | 9.13 | 49.76 | 49.76 | 1.81 | 222.38 | 111.92 | 0 | 6.9031 | 0.089726 | 1.0421 | 0 | 0 | 0 | 0 | 0.53989 | 1.4373 | 1.8235 | 0.073953 | 11.9096 | 8.035 | 4364.13 | 5227.73 | 785.772 | 5122.5 | -27112.8 | 2033.7 | 12011.7 | 12062 | 433.914 | 14928.7 | 15500.1 | 0 | 0 | 0 | 0 | 0 | 15.91 | 46.01 | 3.15 | 20.58 | -91.58 | 9.13 | 49.64 | 49.76 | 1.81 | 104.41 | 85.65 | 0 | 6.916 | 0.089726 | 0.43467 | 0 | 0.53989 | 1.4357 | 1.8235 | 0.073953 | 11.3134 | 7.4404 | BEMCmpMgr 2019.0.11 Alpha (1312) | CSE19 0.860.0 EXE | MPCBECC | Propane | -0.5962 | -0.59451 | -113 | -30.7 | 3163.62 | 5700.99 | 785.772 | 12973.6 | 0 | 0 | 0 | 0 | 2033.7 | 12042.1 | 12062 | 433.914 | 49195.7 | 0 | 0 | 0 | 0 | 0 | 11.55 | 46.72 | 3.15 | 50.5 | 0 | 0 | 0 | 0 | 9.13 | 49.76 | 49.76 | 1.81 | 222.38 | 0 | 6.9031 | 0.089726 | 1.0421 | 0 | 0 | 0 | 0 | 0.53989 | 1.4373 | 1.8235 | 0.073953 | 11.9096 | 8559.4 | 13913.5 | 785.772 | 13757.9 | 5894.96 | 15077.5 | 10697.7 | 540.499 | 69227.4 | 0 | 0 | 0 | 0 | 31.25 | 100.6 | 3.15 | 54.04 | 27.27 | 62.19 | 44.84 | 2.31 | 325.65 | 31.25 | 100.6 | 3.15 | 54.04 | 27.27 | 62.19 | 44.84 | 2.31 | 325.65 | 0 | 11.6032 | 0.089726 | 0.74003 | 1.7213 | 2.2058 | 1.7518 | 0.11433 | 18.2262 | 68.3 | 0 | 68.3 | 60.2 | 28.1 | 32.1 | 111.92 | 0 | 85.65 | 0 | 111.92 | 0 | 189.04 | 0 | [5 empty] | 27120.7 | 17.5434 | 0 | 0 | 9.86 | 2.3 | 1.87 | 4.33 |  |  | 662.852 | 1356.77 | 156.784 | 2438.73 | 0 | 0 | 0 | 0 | 441.303 | 2244.29 | 2466.05 | 95.0332 | 9861.82 | 0 | 0 | 0 | 0 | 0 | 894.96 | 1248.67 | 156.784 | 960.563 | -4169.62 | 441.303 | 2238.53 | 2466.05 | 95.0332 | 4332.27 | 0 | 0 | 0 | 0 | 1794.57 | 3146.1 | 156.784 | 2593.62 | 1278.61 | 3076.41 | 2209.01 | 129.849 | 14384.9 | 0 | 0 | 0 | 0
2019-04-14 13:09 | RIBD\ED9\ED9_CZ13_6960_NGAS.RIBD19 | v30 13 S69 G15 M01 | 13 | 8 | 6960 | Proposed and Standard | FAIL | 3.54 | 1.2 | -28.3 | 54.4 | 158.477 | 5673.31 | 785.772 | 0 | 0 | 0 | 0 | 0 | 2033.7 | 5419.74 | 12062 | 433.914 | 26566.9 | 6617.56 | 233.892 | 539.569 | 0 | 271.564 | 1045.03 | 773.462 | 8.06 | 46.98 | 3.15 | 15.54 | 0 | 0 | 0 | 0 | 9.13 | 29.93 | 49.76 | 1.81 | 164.36 | 73.73 | 0 | 6.9838 | 0.089726 | 0 | 0 | 0 | 0 | 0 | 0.53989 | 0.67306 | 1.8235 | 0.073953 | 10.1839 | 7.0735 | 158.477 | 5673.31 | 785.772 | 549.169 | -27116.1 | 2033.7 | 5419.74 | 12062 | 433.914 | -0.0022593 | 7166.73 | 233.892 | 587.972 | 271.564 | 1093.43 | 821.865 | 8.06 | 46.98 | 3.15 | 19.08 | -89.15 | 9.13 | 29.93 | 49.76 | 1.81 | 78.75 | 77.27 | 0 | 6.9838 | 0.089726 | 0.065314 | 0 | 0.53989 | 0.67306 | 1.8235 | 0.073953 | 10.2492 | 7.1388 | BEMCmpMgr 2019.0.11 Alpha (1312) | CSE19 0.860.0 EXE | MPCBECC | Natural Gas | 0.065314 | 0.065314 | -108.7 | 4.6 | 158.477 | 5673.31 | 785.772 | 0 | 0 | 0 | 0 | 0 | 2033.7 | 5419.74 | 12062 | 433.914 | 26566.9 | 233.892 | 539.569 | 0 | 271.564 | 1045.03 | 8.06 | 46.98 | 3.15 | 15.54 | 0 | 0 | 0 | 0 | 9.13 | 29.93 | 49.76 | 1.81 | 164.36 | 0 | 6.9838 | 0.089726 | 0 | 0 | 0 | 0 | 0 | 0.53989 | 0.67306 | 1.8235 | 0.073953 | 10.1839 | 927.535 | 13616.3 | 785.772 | 0 | 5894.96 | 6547.68 | 10697.7 | 540.499 | 39010.4 | 772.009 | 985.605 | 291.124 | 2048.74 | 30.7133 | 99.13 | 3.15 | 53.5472 | 27.27 | 41.19 | 44.84 | 2.31 | 302.151 | 27.98 | 99.13 | 3.15 | 28.38 | 27.27 | 34.7 | 44.84 | 2.31 | 267.76 | 0 | 11.4958 | 0.089726 | 0 | 1.7213 | 0.80892 | 1.7518 | 0.11433 | 15.982 | 54.4 | 0 | 54.4 | 55.6 | 29.5 | 26.1 | 50.71 | 23.02 | 52.92 | 24.35 | 50.71 | 23.02 | 105.66 | 80.8805 | [5 empty] | 27124 | 17.5456 | 0 | 0 | 11.15 | 1.58 | 2.59 | 7.34 |  |  | 31.7979 | 1350.68 | 156.784 | 0 | 0 | 0 | 0 | 0 | 441.303 | 1060.96 | 2466.05 | 95.0332 | 5602.61 | 1241.27 | 2863.51 | 0 | 1441.2 | 5545.98 | 31.7979 | 1350.68 | 156.784 | 106.863 | -4170.13 | 441.303 | 1060.96 | 2466.05 | 95.0332 | 1539.34 | 1241.27 | 3120.39 | 1441.2 | 5802.86 | 193.248 | 3082.64 | 156.784 | 0 | 1278.61 | 1315.06 | 2209.01 | 129.849 | 8365.2 | 4097.07 | 5230.64 | 1545 | 10872.7
2019-04-14 13:09 | RIBD\ED9\ED9_CZ14_2100_ELEC.RIBD19 | v30 14 S21 G20 M02 | 14 | 1 | 2100 | Proposed and Standard | FAIL | -14.4 | -5.6 | -26.8 | 59 | 2151.64 | 1053.23 | 196.863 | 2545.73 | 0 | 0 | 0 | 0 | 505.557 | 2004.92 | 2025.88 | 119.621 | 10603.4 | 5947.47 | 0 | 0 | 0 | 0 | 0 | 0 | 25 | 32.77 | 2.51 | 32.42 | 0 | 0 | 0 | 0 | 7.03 | 26.61 | 26.55 | 1.57 | 154.46 | 92.7 | 0 | 1.5839 | 0.02248 | 0.23697 | 0 | 0 | 0 | 0 | 0.13421 | 0.29245 | 0.30364 | 0.020387 | 2.5941 | 1.8434 | 2287.93 | 1117.71 | 196.863 | 1228.83 | -5085.53 | 505.557 | 2000.5 | 2025.88 | 119.621 | 4397.37 | 4831.34 | 0 | 0 | 0 | 0 | 0 | 26.58 | 34.69 | 2.51 | 14.52 | -55.74 | 7.03 | 26.55 | 26.55 | 1.57 | 84.26 | 78.3 | 0 | 1.6778 | 0.02248 | 0.06319 | 0 | 0.13421 | 0.29197 | 0.30364 | 0.020387 | 2.5137 | 1.7635 | BEMCmpMgr 2019.0.11 Alpha (1312) | CSE19 0.860.0 EXE | MPCBECC | Propane | -0.080375 | -0.079893 | -83.3 | -18.4 | 2151.64 | 1053.23 | 196.863 | 2545.73 | 0 | 0 | 0 | 0 | 505.557 | 2004.92 | 2025.88 | 119.621 | 10603.4 | 0 | 0 | 0 | 0 | 0 | 25 | 32.77 | 2.51 | 32.42 | 0 | 0 | 0 | 0 | 7.03 | 26.61 | 26.55 | 1.57 | 154.46 | 0 | 1.5839 | 0.02248 | 0.23697 | 0 | 0 | 0 | 0 | 0.13421 | 0.29245 | 0.30364 | 0.020387 | 2.5941 | 4458.41 | 3035.43 | 196.863 | 2657.15 | 2135 | 2349 | 2531 | 297.5 | 17660.4 | 0 | 0 | 0 | 0 | 51.69 | 76.1 | 2.51 | 32.98 | 30.24 | 30.85 | 33.63 | 3.96 | 261.96 | 51.69 | 76.1 | 2.51 | 32.98 | 30.24 | 30.85 | 33.63 | 3.96 | 261.96 | 0 | 2.6819 | 0.02248 | 0.158 | 0.62343 | 0.35042 | 0.41447 | 0.06293 | 4.3136 | 59 | 0 | 59 | 53.4 | 21.2 | 32.2 | 92.7 | 0 | 78.3 | 0 | 92.7 | 0 | 163.28 | 0 | [5 empty] | 5087.02 | 2.8306 | 0 | 0 | 2.07 | 0.29 | 0.22 | 1.37 |  |  | 445.976 | 275.944 | 36.5062 | 437.855 | 0 | 0 | 0 | 0 | 110.455 | 344.844 | 395.209 | 26.3203 | 2073.11 | 0 | 0 | 0 | 0 | 0 | 474.781 | 293.23 | 36.5062 | 205.529 | -514.306 | 110.455 | 344.085 | 395.209 | 26.3203 | 1371.81 | 0 | 0 | 0 | 0 | 912.765 | 688.196 | 36.5062 | 456.396 | 466.012 | 457.129 | 502.216 | 78.6174 | 3597.84 | 0 | 0 | 0 | 0
2019-04-14 13:09 | RIBD\ED9\ED9_CZ14_2100_NGAS.RIBD19 | v30 14 S21 G20 M01 | 14 | 1 | 2100 | Proposed and Standard | FAIL | 2.15 | 0.8 | -20.5 | 46.5 | 126.48 | 1060.09 | 196.863 | 0 | 0 | 0 | 0 | 0 | 505.557 | 952.997 | 2025.88 | 119.621 | 4987.49 | 1383.44 | 186.866 | 108.43 | 0 | 42.7925 | 338.089 | 295.297 | 21.19 | 33.02 | 2.51 | 10.42 | 0 | 0 | 0 | 0 | 7.03 | 16.66 | 26.55 | 1.57 | 118.95 | 67.14 | 0 | 1.5964 | 0.02248 | 0 | 0 | 0 | 0 | 0 | 0.13421 | 0.14501 | 0.30364 | 0.020387 | 2.2222 | 1.6189 | 129.433 | 1072.36 | 196.863 | 85.2288 | -5087.9 | 505.557 | 952.958 | 2025.88 | 119.621 | 0.00025462 | 1483.89 | 191.228 | 110.923 | 42.7925 | 344.944 | 302.151 | 21.68 | 33.35 | 2.51 | 11.75 | -54.5 | 7.03 | 16.66 | 26.55 | 1.57 | 66.6 | 69.29 | 0 | 1.6101 | 0.02248 | 0.014324 | 0 | 0.13421 | 0.14502 | 0.30364 | 0.020387 | 2.2502 | 1.6469 | BEMCmpMgr 2019.0.11 Alpha (1312) | CSE19 0.860.0 EXE | MPCBECC | Natural Gas | 0.028006 | 0.028001 | -78.6 | 3.1 | 126.48 | 1060.09 | 196.863 | 0 | 0 | 0 | 0 | 0 | 505.557 | 952.997 | 2025.88 | 119.621 | 4987.49 | 186.866 | 108.43 | 0 | 42.7925 | 338.089 | 21.19 | 33.02 | 2.51 | 10.42 | 0 | 0 | 0 | 0 | 7.03 | 16.66 | 26.55 | 1.57 | 118.95 | 0 | 1.5964 | 0.02248 | 0 | 0 | 0 | 0 | 0 | 0.13421 | 0.14501 | 0.30364 | 0.020387 | 2.2222 | 453.197 | 3088.26 | 196.863 | 0 | 2135 | 930.001 | 2637.81 | 297.5 | 9738.64 | 377.613 | 163.333 | 65.4 | 606.347 | 51.0891 | 77.11 | 2.51 | 33.4043 | 30.24 | 22.6452 | 35.05 | 3.96 | 256.009 | 45.13 | 77.11 | 2.51 | 15.7 | 30.24 | 18.17 | 35.05 | 3.96 | 227.87 | 0 | 2.7175 | 0.02248 | 0 | 0.62343 | 0.11804 | 0.43196 | 0.06293 | 3.9764 | 46.5 | 0 | 46.5 | 47.3 | 21.3 | 26 | 37 | 30.14 | 38.49 | 30.8 | 37 | 30.14 | 84.87 | 79.2433 | [5 empty] | 5089.39 | 2.8319 | 0 | 0 | 2.84 | 0.22 | 0.29 | 2.38 |  |  | 24.7496 | 277.696 | 36.5062 | 0 | 0 | 0 | 0 | 0 | 110.455 | 174.407 | 395.209 | 26.3203 | 1045.34 | 991.705 | 575.443 | 0 | 227.101 | 1794.25 | 25.3101 | 280.784 | 36.5062 | 15.3586 | -514.546 | 110.455 | 174.399 | 395.209 | 26.3203 | 549.796 | 1014.86 | 588.671 | 227.101 | 1830.63 | 91.6308 | 699.651 | 36.5062 | 0 | 466.012 | 175.562 | 523.41 | 78.6174 | 2071.39 | 2004.01 | 866.814 | 347.08 | 3217.9
2019-04-14 13:09 | RIBD\ED9\ED9_CZ14_2700_ELEC.RIBD19 | v30 14 S27 G20 M02 | 14 | 1 | 2700 | Proposed and Standard | FAIL | -10.57 | -4.2 | -24.8 | 55.4 | 2476.87 | 1488.79 | 243.461 | 2838.05 | 0 | 0 | 0 | 0 | 615.745 | 2264.78 | 2371.31 | 151.515 | 12450.5 | 7047.18 | 0 | 0 | 0 | 0 | 0 | 0 | 22.38 | 34.39 | 2.42 | 26.85 | 0 | 0 | 0 | 0 | 6.66 | 23.82 | 24.17 | 1.55 | 142.24 | 86.04 | 0 | 2.0974 | 0.0278 | 0.28043 | 0 | 0 | 0 | 0 | 0.16346 | 0.48127 | 0.35412 | 0.025823 | 3.4303 | 2.4056 | 2653.99 | 1585.46 | 243.461 | 1328.86 | -6215.13 | 615.745 | 2257.57 | 2371.31 | 151.515 | 4992.78 | 5811.77 | 0 | 0 | 0 | 0 | 0 | 23.98 | 36.72 | 2.42 | 12.35 | -52.86 | 6.66 | 23.75 | 24.17 | 1.55 | 78.74 | 75.47 | 0 | 2.2412 | 0.0278 | 0.10018 | 0 | 0.16346 | 0.48062 | 0.35412 | 0.025823 | 3.3932 | 2.3691 | BEMCmpMgr 2019.0.11 Alpha (1312) | CSE19 0.860.0 EXE | MPCBECC | Propane | -0.037095 | -0.036441 | -80.6 | -14 | 2476.87 | 1488.79 | 243.461 | 2838.05 | 0 | 0 | 0 | 0 | 615.745 | 2264.78 | 2371.31 | 151.515 | 12450.5 | 0 | 0 | 0 | 0 | 0 | 22.38 | 34.39 | 2.42 | 26.85 | 0 | 0 | 0 | 0 | 6.66 | 23.82 | 24.17 | 1.55 | 142.24 | 0 | 2.0974 | 0.0278 | 0.28043 | 0 | 0 | 0 | 0 | 0.16346 | 0.48127 | 0.35412 | 0.025823 | 3.4303 | 5914.68 | 4264.5 | 243.461 | 2951.91 | 2615 | 2596 | 3146.01 | 327.5 | 22059.1 | 0 | 0 | 0 | 0 | 53.34 | 81.87 | 2.42 | 28.07 | 28.81 | 26.54 | 32.51 | 3.39 | 256.95 | 53.34 | 81.87 | 2.42 | 28.07 | 28.81 | 26.54 | 32.51 | 3.39 | 256.95 | 0 | 3.6687 | 0.0278 | 0.31887 | 0.76359 | 0.38997 | 0.51519 | 0.069276 | 5.7534 | 55.4 | 0 | 55.4 | 51.2 | 20.6 | 30.6 | 86.04 | 0 | 75.47 | 0 | 86.04 | 0 | 165.7 | 0 | [5 empty] | 6216.95 | 3.4593 | 0 | 0 | 2.48 | 0.35 | 0.28 | 1.64 |  |  | 515.678 | 386.68 | 45.1472 | 504.714 | 0 | 0 | 0 | 0 | 134.529 | 397.825 | 462.36 | 33.3379 | 2480.27 | 0 | 0 | 0 | 0 | 0 | 552.449 | 412.168 | 45.1472 | 231.256 | -628.543 | 134.529 | 396.581 | 462.36 | 33.3379 | 1639.28 | 0 | 0 | 0 | 0 | 1217.44 | 956.463 | 45.1472 | 521.693 | 570.783 | 505.907 | 624.249 | 86.5452 | 4528.23 | 0 | 0 | 0 | 0
2019-04-14 13:09 | RIBD\ED9\ED9_CZ14_2700_NGAS.RIBD19 | v30 14 S27 G20 M01 | 14 | 1 | 2700 | Proposed and Standard | FAIL | 2.22 | 0.8 | -19.8 | 44.6 | 143.276 | 1496.71 | 243.461 | 0 | 0 | 0 | 0 | 0 | 615.745 | 1076.51 | 2371.31 | 151.515 | 6098.52 | 1883.45 | 211.68 | 121.614 | 0 | 48.2342 | 381.528 | 333.294 | 18.71 | 34.6 | 2.42 | 9.07 | 0 | 0 | 0 | 0 | 6.66 | 14.7 | 24.17 | 1.55 | 111.88 | 64.8 | 0 | 2.1118 | 0.0278 | 0 | 0 | 0 | 0 | 0 | 0.16346 | 0.18269 | 0.35412 | 0.025823 | 2.8657 | 2.1396 | 149.519 | 1521.7 | 243.461 | 87.7514 | -6217.41 | 615.745 | 1076.4 | 2371.31 | 151.515 | -0.00069355 | 2002.43 | 220.904 | 122.396 | 48.2342 | 391.534 | 343.3 | 19.51 | 35.1 | 2.42 | 9.99 | -51.73 | 6.66 | 14.7 | 24.17 | 1.55 | 62.37 | 67.02 | 0 | 2.1374 | 0.0278 | 0.012978 | 0 | 0.16346 | 0.1827 | 0.35412 | 0.025823 | 2.9043 | 2.1782 | BEMCmpMgr 2019.0.11 Alpha (1312) | CSE19 0.860.0 EXE | MPCBECC | Natural Gas | 0.038601 | 0.038591 | -79.4 | 3.3 | 143.276 | 1496.71 | 243.461 | 0 | 0 | 0 | 0 | 0 | 615.745 | 1076.51 | 2371.31 | 151.515 | 6098.52 | 211.68 | 121.614 | 0 | 48.2342 | 381.528 | 18.71 | 34.6 | 2.42 | 9.07 | 0 | 0 | 0 | 0 | 6.66 | 14.7 | 24.17 | 1.55 | 111.88 | 0 | 2.1118 | 0.0278 | 0 | 0 | 0 | 0 | 0 | 0.16346 | 0.18269 | 0.35412 | 0.025823 | 2.8657 | 603.534 | 4321.65 | 243.461 | 0 | 2615 | 989.001 | 3267.2 | 327.5 | 12367.3 | 502.878 | 175.633 | 73.4 | 751.911 | 52.9228 | 82.72 | 2.42 | 27.8723 | 28.81 | 19.2231 | 33.77 | 3.39 | 251.128 | 46.75 | 82.72 | 2.42 | 13.1 | 28.81 | 15.32 | 33.77 | 3.39 | 226.28 | 0 | 3.7062 | 0.0278 | 0 | 0.76359 | 0.12681 | 0.53503 | 0.069276 | 5.2287 | 44.6 | 0 | 44.6 | 45.4 | 20.6 | 24.8 | 38.32 | 26.48 | 39.76 | 27.26 | 38.32 | 26.48 | 90.58 | 75.3551 | [5 empty] | 6219.23 | 3.4606 | 0 | 0 | 3.32 | 0.27 | 0.36 | 2.76 |  |  | 28.2821 | 388.7 | 45.1472 | 0 | 0 | 0 | 0 | 0 | 134.529 | 198.686 | 462.36 | 33.3379 | 1291.04 | 1123.39 | 645.41 | 0 | 255.98 | 2024.78 | 29.4849 | 394.987 | 45.1472 | 15.8611 | -628.774 | 134.529 | 198.666 | 462.36 | 33.3379 | 685.598 | 1172.35 | 649.56 | 255.98 | 2077.89 | 122.863 | 968.767 | 45.1472 | 0 | 570.783 | 187.036 | 648.296 | 86.5452 | 2629.44 | 2668.79 | 932.091 | 389.536 | 3990.42
2019-04-14 13:09 | RIBD\ED9\ED9_CZ14_6960_ELEC.RIBD19 | v30 14 S69 G15 M02 | 14 | 8 | 6960 | Proposed and Standard | FAIL | -24.28 | -7.9 | -36.7 | 69.2 | 3987.04 | 4915.26 | 785.772 | 13352.2 | 0 | 0 | 0 | 0 | 2033.7 | 12015.7 | 12062 | 433.914 | 49585.5 | 23040.2 | 0 | 0 | 0 | 0 | 0 | 0 | 13.95 | 39.7 | 3.02 | 50.07 | 0 | 0 | 0 | 0 | 8.53 | 47.63 | 47.74 | 1.72 | 212.36 | 106.74 | 0 | 6.0008 | 0.089726 | 1.0002 | 0 | 0 | 0 | 0 | 0.53989 | 1.4368 | 1.8235 | 0.073953 | 10.9649 | 7.0907 | 5417.25 | 4531.76 | 785.772 | 5433.68 | -26319.6 | 2033.7 | 11984.8 | 12062 | 433.914 | 16363.2 | 16168.5 | 0 | 0 | 0 | 0 | 0 | 18.89 | 40.51 | 3.02 | 20.04 | -88.19 | 8.53 | 47.52 | 47.74 | 1.72 | 99.78 | 82.46 | 0 | 5.9851 | 0.089726 | 0.39576 | 0 | 0.53989 | 1.4337 | 1.8235 | 0.073953 | 10.3416 | 6.4706 | BEMCmpMgr 2019.0.11 Alpha (1312) | CSE19 0.860.0 EXE | MPCBECC | Propane | -0.62321 | -0.62009 | -112.8 | -29.4 | 3987.04 | 4915.26 | 785.772 | 13352.2 | 0 | 0 | 0 | 0 | 2033.7 | 12015.7 | 12062 | 433.914 | 49585.5 | 0 | 0 | 0 | 0 | 0 | 13.95 | 39.7 | 3.02 | 50.07 | 0 | 0 | 0 | 0 | 8.53 | 47.63 | 47.74 | 1.72 | 212.36 | 0 | 6.0008 | 0.089726 | 1.0002 | 0 | 0 | 0 | 0 | 0.53989 | 1.4368 | 1.8235 | 0.073953 | 10.9649 | 10406.1 | 12159.5 | 785.772 | 14146 | 5894.96 | 15077.5 | 10697.7 | 540.499 | 69708 | 0 | 0 | 0 | 0 | 36.4 | 84.72 | 3.02 | 52.81 | 25.19 | 59.6 | 42.89 | 2.17 | 306.8 | 36.4 | 84.72 | 3.02 | 52.81 | 25.19 | 59.6 | 42.89 | 2.17 | 306.8 | 0 | 9.6374 | 0.089726 | 0.86027 | 1.7213 | 2.2058 | 1.7518 | 0.11433 | 16.3807 | 69.2 | 0 | 69.2 | 61.3 | 28.8 | 32.5 | 106.74 | 0 | 82.46 | 0 | 106.74 | 0 | 176.95 | 0 | [5 empty] | 26327.4 | 14.6494 | 0 | 0 | 9.32 | 1.74 | 0.92 | 5.5 |  |  | 814.512 | 1269.85 | 145.713 | 2203.67 | 0 | 0 | 0 | 0 | 444.325 | 1986.13 | 2355.87 | 95.4742 | 9315.54 | 0 | 0 | 0 | 0 | 0 | 1071.22 | 1174.97 | 145.713 | 892.557 | -2661.74 | 444.325 | 1980.77 | 2355.87 | 95.4742 | 5499.16 | 0 | 0 | 0 | 0 | 2132.71 | 2674.71 | 145.713 | 2358.55 | 1286.71 | 2922.79 | 2122.71 | 142.832 | 13786.7 | 0 | 0 | 0 | 0
2019-04-14 13:09 | RIBD\ED9\ED9_CZ14_6960_NGAS.RIBD19 | v30 14 S69 G15 M01 | 14 | 8 | 6960 | Proposed and Standard | FAIL | 3.4 | 1.2 | -28.7 | 54.3 | 179.231 | 4889.38 | 785.772 | 0 | 0 | 0 | 0 | 0 | 2033.7 | 5389.81 | 12062 | 433.914 | 25773.8 | 5854.38 | 264.802 | 556.161 | 0 | 271.564 | 1092.53 | 820.962 | 9.12 | 39.82 | 3.02 | 16.11 | 0 | 0 | 0 | 0 | 8.53 | 28.89 | 47.74 | 1.72 | 154.95 | 68.07 | 0 | 6.0493 | 0.089726 | 0 | 0 | 0 | 0 | 0 | 0.53989 | 0.67261 | 1.8235 | 0.073953 | 9.249 | 6.1391 | 179.231 | 4889.38 | 785.772 | 549.173 | -26322.9 | 2033.7 | 5389.81 | 12062 | 433.914 | -0.0021754 | 6403.55 | 264.802 | 602.089 | 271.564 | 1138.45 | 866.891 | 9.12 | 39.82 | 3.02 | 19.51 | -85.33 | 8.53 | 28.89 | 47.74 | 1.72 | 73.02 | 71.47 | 0 | 6.0493 | 0.089726 | 0.065314 | 0 | 0.53989 | 0.67261 | 1.8235 | 0.073953 | 9.3143 | 6.2044 | BEMCmpMgr 2019.0.11 Alpha (1312) | CSE19 0.860.0 EXE | MPCBECC | Natural Gas | 0.065314 | 0.065314 | -112.2 | 4.8 | 179.231 | 4889.38 | 785.772 | 0 | 0 | 0 | 0 | 0 | 2033.7 | 5389.81 | 12062 | 433.914 | 25773.8 | 264.802 | 556.161 | 0 | 271.564 | 1092.53 | 9.12 | 39.82 | 3.02 | 16.11 | 0 | 0 | 0 | 0 | 8.53 | 28.89 | 47.74 | 1.72 | 154.95 | 0 | 6.0493 | 0.089726 | 0 | 0 | 0 | 0 | 0 | 0.53989 | 0.67261 | 1.8235 | 0.073953 | 9.249 | 1031.55 | 11891 | 785.772 | 0 | 5894.96 | 6547.68 | 10697.7 | 540.499 | 37389.2 | 859.513 | 1002.44 | 291.124 | 2153.08 | 35.9276 | 83.41 | 3.02 | 52.8 | 25.19 | 39.9614 | 42.89 | 2.17 | 285.369 | 31.08 | 83.41 | 3.02 | 29.04 | 25.19 | 33.7 | 42.89 | 2.17 | 250.5 | 0 | 9.5321 | 0.089726 | 0 | 1.7213 | 0.80892 | 1.7518 | 0.11433 | 14.0183 | 54.3 | 0 | 54.3 | 55.5 | 29.9 | 25.6 | 43.47 | 24.6 | 45.6 | 25.87 | 43.47 | 24.6 | 90.04 | 85.1176 | [5 empty] | 26330.7 | 14.6513 | 0 | 0 | 11.11 | 1.23 | 1.43 | 8.79 |  |  | 34.8392 | 1263.79 | 145.713 | 0 | 0 | 0 | 0 | 0 | 444.325 | 970.414 | 2355.87 | 95.4742 | 5310.42 | 1405.31 | 2951.56 | 0 | 1441.2 | 5798.07 | 34.8392 | 1263.79 | 145.713 | 97.7158 | -2662.07 | 444.325 | 970.414 | 2355.87 | 95.4742 | 2746.07 | 1405.31 | 3195.3 | 1441.2 | 6041.81 | 209.514 | 2623.2 | 145.713 | 0 | 1286.71 | 1230.25 | 2122.71 | 142.832 | 7760.92 | 4561.46 | 5319.98 | 1545 | 11426.5
2019-04-14 13:08 | RIBD\ED9\ED9_CZ15_2100_ELEC.RIBD19 | v30 15 S21 G20 M02 | 15 | 1 | 2100 | Proposed and Standard | FAIL | -8.76 | -2.8 | -30.4 | 57.4 | 82.0112 | 4193.03 | 198.157 | 1853.06 | 0 | 0 | 0 | 0 | 505.557 | 2082.04 | 2025.88 | 119.621 | 11059.4 | 6326.26 | 0 | 0 | 0 | 0 | 0 | 0 | 0.96 | 88.24 | 2.54 | 23.46 | 0 | 0 | 0 | 0 | 7.12 | 28.37 | 26.69 | 1.59 | 178.97 | 115.2 | 0 | 3.2363 | 0.022627 | 0.15044 | 0 | 0 | 0 | 0 | 0.13421 | 0.29683 | 0.30364 | 0.020387 | 4.1645 | 3.4094 | 93.5489 | 4468.1 | 198.157 | 686.386 | -8218.75 | 505.557 | 2077.62 | 2025.88 | 119.621 | 1956.13 | 5446.2 | 0 | 0 | 0 | 0 | 0 | 1.09 | 94.33 | 2.54 | 8.48 | -85.97 | 7.12 | 28.32 | 26.69 | 1.59 | 84.19 | 106.44 | 0 | 3.4683 | 0.022627 | 0.080107 | 0 | 0.13421 | 0.29633 | 0.30364 | 0.020387 | 4.3256 | 3.5711 | BEMCmpMgr 2019.0.11 Alpha (1312) | CSE19 0.860.0 EXE | MPCBECC | Propane | 0.16115 | 0.16165 | -112.6 | -8.2 | 82.0112 | 4193.03 | 198.157 | 1853.06 | 0 | 0 | 0 | 0 | 505.557 | 2082.04 | 2025.88 | 119.621 | 11059.4 | 0 | 0 | 0 | 0 | 0 | 0.96 | 88.24 | 2.54 | 23.46 | 0 | 0 | 0 | 0 | 7.12 | 28.37 | 26.69 | 1.59 | 178.97 | 0 | 3.2363 | 0.022627 | 0.15044 | 0 | 0 | 0 | 0 | 0.13421 | 0.29683 | 0.30364 | 0.020387 | 4.1645 | 406.133 | 9873.6 | 198.157 | 1935.69 | 2135 | 2349 | 2531 | 297.5 | 19726.1 | 0 | 0 | 0 | 0 | 4.73 | 181 | 2.54 | 23.79 | 30.71 | 31.03 | 33.87 | 4 | 311.67 | 4.73 | 181 | 2.54 | 23.79 | 30.71 | 31.03 | 33.87 | 4 | 311.67 | 0 | 4.8928 | 0.022627 | 0.027879 | 0.62343 | 0.35042 | 0.41447 | 0.06293 | 6.3945 | 57.4 | 0 | 57.4 | 54.6 | 27.6 | 27 | 115.2 | 0 | 106.44 | 0 | 115.2 | 0 | 212.06 | 0 | [5 empty] | 8221.16 | 4.9129 | 0 | 0 | 2.27 | 0.39 | 0.43 | 1.31 |  |  | 17.2172 | 1013.43 | 36.746 | 313.123 | 0 | 0 | 0 | 0 | 110.455 | 358.645 | 395.209 | 26.3203 | 2271.14 | 0 | 0 | 0 | 0 | 0 | 19.5852 | 1078.72 | 36.746 | 113.843 | -827.513 | 110.455 | 357.892 | 395.209 | 26.3203 | 1311.26 | 0 | 0 | 0 | 0 | 83.2904 | 2011.84 | 36.746 | 335.466 | 466.012 | 457.129 | 502.216 | 78.6174 | 3971.32 | 0 | 0 | 0 | 0
2019-04-14 13:08 | RIBD\ED9\ED9_CZ15_2100_NGAS.RIBD19 | v30 15 S21 G20 M01 | 15 | 1 | 2100 | Proposed and Standard | FAIL | 2.61 | 0.8 | -26.8 | 49.8 | 3.6015 | 4208.84 | 198.157 | 0 | 0 | 0 | 0 | 0 | 505.557 | 1032.76 | 2025.88 | 119.621 | 8094.41 | 4410.6 | 5.3157 | 78.882 | 0 | 42.7925 | 126.99 | 84.1977 | 0.61 | 88.8 | 2.54 | 7.62 | 0 | 0 | 0 | 0 | 7.12 | 17.8 | 26.69 | 1.59 | 152.77 | 99.57 | 0 | 3.2642 | 0.022627 | 0 | 0 | 0 | 0 | 0 | 0.13421 | 0.14938 | 0.30364 | 0.020387 | 3.8944 | 3.2868 | 4.0127 | 4249.34 | 198.157 | 85.2228 | -8220.42 | 505.557 | 1032.63 | 2025.88 | 119.621 | -0.00017304 | 4536.73 | 5.9226 | 85.7818 | 42.7925 | 134.497 | 91.7045 | 0.68 | 89.58 | 2.54 | 9.38 | -84.83 | 7.12 | 17.8 | 26.69 | 1.59 | 70.55 | 102.18 | 0 | 3.289 | 0.022627 | 0.014324 | 0 | 0.13421 | 0.14938 | 0.30364 | 0.020387 | 3.9336 | 3.326 | BEMCmpMgr 2019.0.11 Alpha (1312) | CSE19 0.860.0 EXE | MPCBECC | Natural Gas | 0.03914 | 0.039137 | -116.5 | 2.6 | 3.6015 | 4208.84 | 198.157 | 0 | 0 | 0 | 0 | 0 | 505.557 | 1032.76 | 2025.88 | 119.621 | 8094.41 | 5.3157 | 78.882 | 0 | 42.7925 | 126.99 | 0.61 | 88.8 | 2.54 | 7.62 | 0 | 0 | 0 | 0 | 7.12 | 17.8 | 26.69 | 1.59 | 152.77 | 0 | 3.2642 | 0.022627 | 0 | 0 | 0 | 0 | 0 | 0.13421 | 0.14938 | 0.30364 | 0.020387 | 3.8944 | 45.0885 | 9975.6 | 198.157 | 0 | 2135 | 930.001 | 2637.81 | 297.5 | 16219.2 | 37.5307 | 134.099 | 65.4 | 237.03 | 4.5907 | 182.66 | 2.54 | 24.4528 | 30.71 | 22.6952 | 35.3 | 4 | 306.949 | 4.55 | 182.66 | 2.54 | 12.96 | 30.71 | 18.22 | 35.3 | 4 | 290.94 | 0 | 4.9344 | 0.022627 | 0 | 0.62343 | 0.11804 | 0.43196 | 0.06293 | 6.1934 | 49.8 | 0 | 49.8 | 50.6 | 27.6 | 23 | 91.38 | 8.19 | 93.3 | 8.88 | 91.38 | 8.19 | 185.72 | 28.5235 | [5 empty] | 8222.82 | 4.9139 | 0 | 0 | 2.45 | 0.33 | 0.49 | 1.69 |  |  | 0.75029 | 1016.66 | 36.746 | 0 | 0 | 0 | 0 | 0 | 110.455 | 188.763 | 395.209 | 26.3203 | 1774.91 | 28.2105 | 418.629 | 0 | 227.101 | 673.941 | 0.83234 | 1025.73 | 36.746 | 15.3582 | -827.681 | 110.455 | 188.738 | 395.209 | 26.3203 | 971.711 | 31.4316 | 455.247 | 227.101 | 713.78 | 9.1523 | 2032.64 | 36.746 | 0 | 466.012 | 175.562 | 523.41 | 78.6174 | 3322.14 | 199.177 | 711.668 | 347.08 | 1257.92
2019-04-14 13:08 | RIBD\ED9\ED9_CZ15_2700_ELEC.RIBD19 | v30 15 S27 G20 M02 | 15 | 1 | 2700 | Proposed and Standard | FAIL | -6.82 | -2.3 | -28.1 | 53.6 | 190.569 | 5009.38 | 246.511 | 2058.09 | 0 | 0 | 0 | 0 | 615.745 | 2354.71 | 2371.31 | 151.515 | 12997.8 | 7504.55 | 0 | 0 | 0 | 0 | 0 | 0 | 1.73 | 82.44 | 2.45 | 20.17 | 0 | 0 | 0 | 0 | 6.75 | 24.73 | 24.29 | 1.56 | 164.12 | 106.79 | 0 | 3.9234 | 0.028149 | 0.22577 | 0 | 0 | 0 | 0 | 0.16346 | 0.48679 | 0.35412 | 0.025823 | 5.2075 | 4.1773 | 219.483 | 5368.28 | 246.511 | 748.57 | -9761.56 | 615.745 | 2347.71 | 2371.31 | 151.515 | 2307.56 | 6582.84 | 0 | 0 | 0 | 0 | 0 | 1.99 | 88.5 | 2.45 | 7.03 | -79.29 | 6.75 | 24.66 | 24.29 | 1.56 | 77.94 | 99.97 | 0 | 4.2178 | 0.028149 | 0.054785 | 0 | 0.16346 | 0.4864 | 0.35412 | 0.025823 | 5.3305 | 4.3007 | BEMCmpMgr 2019.0.11 Alpha (1312) | CSE19 0.860.0 EXE | MPCBECC | Propane | 0.12308 | 0.12348 | -110.6 | -6.8 | 190.569 | 5009.38 | 246.511 | 2058.09 | 0 | 0 | 0 | 0 | 615.745 | 2354.71 | 2371.31 | 151.515 | 12997.8 | 0 | 0 | 0 | 0 | 0 | 1.73 | 82.44 | 2.45 | 20.17 | 0 | 0 | 0 | 0 | 6.75 | 24.73 | 24.29 | 1.56 | 164.12 | 0 | 3.9234 | 0.028149 | 0.22577 | 0 | 0 | 0 | 0 | 0.16346 | 0.48679 | 0.35412 | 0.025823 | 5.2075 | 729.83 | 12832.7 | 246.511 | 2141.92 | 2615 | 2596 | 3146.01 | 327.5 | 24635.5 | 0 | 0 | 0 | 0 | 6.6 | 184.09 | 2.45 | 20.95 | 29.26 | 26.7 | 32.74 | 3.43 | 306.22 | 6.6 | 184.09 | 2.45 | 20.95 | 29.26 | 26.7 | 32.74 | 3.43 | 306.22 | 0 | 6.4157 | 0.028149 | 0.2477 | 0.76359 | 0.38997 | 0.51519 | 0.069276 | 8.4296 | 53.6 | 0 | 53.6 | 51.3 | 25.8 | 25.5 | 106.79 | 0 | 99.97 | 0 | 106.79 | 0 | 214.09 | 0 | [5 empty] | 9764.43 | 5.8352 | 0 | 0 | 2.7 | 0.46 | 0.52 | 1.58 |  |  | 39.549 | 1212.43 | 45.7128 | 362.578 | 0 | 0 | 0 | 0 | 134.529 | 414.005 | 462.36 | 33.3379 | 2704.5 | 0 | 0 | 0 | 0 | 0 | 45.5356 | 1297.66 | 45.7128 | 128.777 | -982.854 | 134.529 | 412.818 | 462.36 | 33.3379 | 1577.87 | 0 | 0 | 0 | 0 | 150.999 | 2608.06 | 45.7128 | 377.507 | 570.783 | 505.907 | 624.249 | 86.5452 | 4969.76 | 0 | 0 | 0 | 0
2019-04-14 13:09 | RIBD\ED9\ED9_CZ15_2700_NGAS.RIBD19 | v30 15 S27 G20 M01 | 15 | 1 | 2700 | Proposed and Standard | FAIL | 2.64 | 0.8 | -25.2 | 47.1 | 10.9707 | 5026.45 | 246.511 | 0 | 0 | 0 | 0 | 0 | 615.745 | 1168.93 | 2371.31 | 151.515 | 9591.43 | 5283.93 | 16.1924 | 88.025 | 0 | 48.2342 | 152.452 | 104.217 | 1.45 | 82.89 | 2.45 | 6.6 | 0 | 0 | 0 | 0 | 6.75 | 15.58 | 24.29 | 1.56 | 141.57 | 93.39 | 0 | 3.9537 | 0.028149 | 0 | 0 | 0 | 0 | 0 | 0.16346 | 0.18821 | 0.35412 | 0.025823 | 4.7134 | 3.9818 | 12.1321 | 5109.6 | 246.511 | 87.7478 | -9763.32 | 615.745 | 1168.76 | 2371.31 | 151.515 | 0.00094659 | 5455.99 | 17.9067 | 93.8169 | 48.2342 | 159.958 | 111.724 | 1.6 | 84.07 | 2.45 | 7.91 | -78.31 | 6.75 | 15.58 | 24.29 | 1.56 | 65.9 | 96.03 | 0 | 3.9986 | 0.028149 | 0.012978 | 0 | 0.16346 | 0.18822 | 0.35412 | 0.025823 | 4.7713 | 4.0397 | BEMCmpMgr 2019.0.11 Alpha (1312) | CSE19 0.860.0 EXE | MPCBECC | Natural Gas | 0.057935 | 0.057917 | -114.8 | 2.7 | 10.9707 | 5026.45 | 246.511 | 0 | 0 | 0 | 0 | 0 | 615.745 | 1168.93 | 2371.31 | 151.515 | 9591.43 | 16.1924 | 88.025 | 0 | 48.2342 | 152.452 | 1.45 | 82.89 | 2.45 | 6.6 | 0 | 0 | 0 | 0 | 6.75 | 15.58 | 24.29 | 1.56 | 141.57 | 0 | 3.9537 | 0.028149 | 0 | 0 | 0 | 0 | 0 | 0.16346 | 0.18821 | 0.35412 | 0.025823 | 4.7134 | 84.8826 | 12941.3 | 246.511 | 0 | 2615 | 989.001 | 3267.2 | 327.5 | 20471.4 | 70.6544 | 142.961 | 73.4 | 287.015 | 6.7195 | 185.47 | 2.45 | 20.2264 | 29.26 | 19.2631 | 34.01 | 3.43 | 300.829 | 6.66 | 185.47 | 2.45 | 10.72 | 29.26 | 15.36 | 34.01 | 3.43 | 287.36 | 0 | 6.4611 | 0.028149 | 0 | 0.76359 | 0.12681 | 0.53503 | 0.069276 | 7.9839 | 47.1 | 0 | 47.1 | 47.9 | 26 | 21.9 | 85.44 | 7.95 | 87.53 | 8.5 | 85.44 | 7.95 | 188.69 | 26.1759 | [5 empty] | 9766.18 | 5.8362 | 0 | 0 | 2.92 | 0.39 | 0.59 | 2.01 |  |  | 2.2135 | 1215.99 | 45.7128 | 0 | 0 | 0 | 0 | 0 | 134.529 | 215.393 | 462.36 | 33.3379 | 2109.53 | 85.9338 | 467.151 | 0 | 255.98 | 809.065 | 2.4424 | 1234.77 | 45.7128 | 15.8608 | -983.03 | 134.529 | 215.359 | 462.36 | 33.3379 | 1161.34 | 95.0314 | 497.889 | 255.98 | 848.901 | 17.4184 | 2630.18 | 45.7128 | 0 | 570.783 | 187.036 | 648.296 | 86.5452 | 4185.97 | 374.965 | 758.696 | 389.536 | 1523.2
2019-04-14 13:09 | RIBD\ED9\ED9_CZ15_6960_ELEC.RIBD19 | v30 15 S69 G15 M02 | 15 | 8 | 6960 | Proposed and Standard | FAIL | -19.24 | -5.4 | -37.9 | 65.9 | 158.516 | 14662.6 | 785.772 | 9902.13 | 0 | 0 | 0 | 0 | 2033.7 | 12251.1 | 12062 | 433.914 | 52289.7 | 25509.1 | 0 | 0 | 0 | 0 | 0 | 0 | 0.56 | 88.9 | 3.03 | 36.79 | 0 | 0 | 0 | 0 | 8.64 | 48.25 | 48 | 1.74 | 235.91 | 129.28 | 0 | 10.167 | 0.089726 | 0.75933 | 0 | 0 | 0 | 0 | 0.53989 | 1.4394 | 1.8235 | 0.073953 | 14.8929 | 11.0161 | 246.716 | 14754.2 | 785.772 | 3783.47 | -36349.6 | 2033.7 | 12201.5 | 12062 | 433.914 | 9951.61 | 19570.1 | 0 | 0 | 0 | 0 | 0 | 0.87 | 91.97 | 3.03 | 14.17 | -116.23 | 8.64 | 48.08 | 48 | 1.74 | 100.27 | 110.04 | 0 | 10.919 | 0.089726 | 0.38812 | 0 | 0.53989 | 1.4385 | 1.8235 | 0.073953 | 15.2726 | 11.3969 | BEMCmpMgr 2019.0.11 Alpha (1312) | CSE19 0.860.0 EXE | MPCBECC | Propane | 0.37975 | 0.38075 | -135.3 | -17.5 | 158.516 | 14662.6 | 785.772 | 9902.13 | 0 | 0 | 0 | 0 | 2033.7 | 12251.1 | 12062 | 433.914 | 52289.7 | 0 | 0 | 0 | 0 | 0 | 0.56 | 88.9 | 3.03 | 36.79 | 0 | 0 | 0 | 0 | 8.64 | 48.25 | 48 | 1.74 | 235.91 | 0 | 10.167 | 0.089726 | 0.75933 | 0 | 0 | 0 | 0 | 0.53989 | 1.4394 | 1.8235 | 0.073953 | 14.8929 | 858.256 | 33366.4 | 785.772 | 10637.9 | 5894.96 | 15077.5 | 10697.7 | 540.499 | 77859 | 0 | 0 | 0 | 0 | 3.01 | 181.35 | 3.03 | 39.57 | 25.58 | 59.94 | 43.19 | 2.19 | 357.86 | 3.01 | 181.35 | 3.03 | 39.57 | 25.58 | 59.94 | 43.19 | 2.19 | 357.86 | 0 | 15.9871 | 0.089726 | 0.74022 | 1.7213 | 2.2058 | 1.7518 | 0.11433 | 22.6104 | 65.9 | 0 | 65.9 | 60.5 | 32.5 | 28 | 129.28 | 0 | 110.04 | 0 | 129.28 | 0 | 226.96 | 0 | [5 empty] | 36360.3 | 21.7287 | 0 | 0 | 10.23 | 2.05 | 1.61 | 5.64 |  |  | 33.4227 | 3506.86 | 145.713 | 1623.46 | 0 | 0 | 0 | 0 | 444.325 | 2027.01 | 2355.87 | 95.4742 | 10232.1 | 0 | 0 | 0 | 0 | 0 | 50.4054 | 3551.16 | 145.713 | 643.302 | -3659.9 | 444.325 | 2018.27 | 2355.87 | 95.4742 | 5644.63 | 0 | 0 | 0 | 0 | 175.588 | 6742.4 | 145.713 | 1778.76 | 1286.71 | 2922.79 | 2122.71 | 142.832 | 15317.5 | 0 | 0 | 0 | 0
2019-04-14 13:09 | RIBD\ED9\ED9_CZ15_6960_NGAS.RIBD19 | v30 15 S69 G15 M01 | 15 | 8 | 6960 | Proposed and Standard | FAIL | 5.43 | 1.6 | -32.2 | 57.1 | 0.13032 | 14632.1 | 785.772 | 0 | 0 | 0 | 0 | 0 | 2033.7 | 5636.93 | 12062 | 433.914 | 35584.5 | 15418 | 0.19235 | 405.794 | 0 | 271.564 | 677.55 | 405.986 | 0.01 | 89.19 | 3.03 | 11.83 | 0 | 0 | 0 | 0 | 8.64 | 29.81 | 48 | 1.74 | 192.25 | 104.06 | 0 | 10.2705 | 0.089726 | 0 | 0 | 0 | 0 | 0 | 0.53989 | 0.67517 | 1.8235 | 0.073953 | 13.4727 | 10.3603 | 0.20769 | 14855 | 785.772 | 549.158 | -36352 | 2033.7 | 5632.34 | 12062 | 433.914 | -0.0011558 | 16190.1 | 0.30655 | 474.15 | 271.564 | 746.02 | 474.457 | 0.01 | 90.58 | 3.03 | 15.87 | -113.9 | 8.64 | 29.79 | 48 | 1.74 | 83.76 | 109.49 | 0 | 10.4324 | 0.089726 | 0.065314 | 0 | 0.53989 | 0.67514 | 1.8235 | 0.073953 | 13.6999 | 10.5875 | BEMCmpMgr 2019.0.11 Alpha (1312) | CSE19 0.860.0 EXE | MPCBECC | Natural Gas | 0.22719 | 0.22722 | -129.5 | 5 | 0.13032 | 14632.1 | 785.772 | 0 | 0 | 0 | 0 | 0 | 2033.7 | 5636.93 | 12062 | 433.914 | 35584.5 | 0.19235 | 405.794 | 0 | 271.564 | 677.55 | 0.01 | 89.19 | 3.03 | 11.83 | 0 | 0 | 0 | 0 | 8.64 | 29.81 | 48 | 1.74 | 192.25 | 0 | 10.2705 | 0.089726 | 0 | 0 | 0 | 0 | 0 | 0.53989 | 0.67517 | 1.8235 | 0.073953 | 13.4727 | 95.0057 | 32917.8 | 785.772 | 0 | 5894.96 | 6547.68 | 10697.7 | 540.499 | 57479.5 | 79.0806 | 846.058 | 291.124 | 1216.26 | 2.9967 | 179.41 | 3.03 | 39.7581 | 25.58 | 40.3214 | 43.19 | 2.19 | 336.476 | 2.89 | 179.41 | 3.03 | 24.65 | 25.58 | 33.8 | 43.19 | 2.19 | 314.74 | 0 | 15.8802 | 0.089726 | 0 | 1.7213 | 0.80892 | 1.7518 | 0.11433 | 20.3664 | 57.1 | 0 | 57.1 | 58.7 | 33.8 | 24.9 | 92.22 | 11.84 | 95.75 | 13.74 | 92.22 | 11.84 | 182.77 | 42.4247 | [5 empty] | 36362.7 | 21.7301 | 0 | 0 | 11.15 | 1.63 | 2.03 | 8 |  |  | 0 | 3501.05 | 145.713 | 0 | 0 | 0 | 0 | 0 | 444.325 | 1013.76 | 2355.87 | 95.4742 | 7556.19 | 1.0208 | 2153.56 | 0 | 1441.2 | 3595.78 | 0.04691 | 3550.91 | 145.713 | 97.7154 | -3660.14 | 444.325 | 1012.9 | 2355.87 | 95.4742 | 4042.81 | 1.6269 | 2516.33 | 1441.2 | 3959.15 | 19.1544 | 6660.35 | 145.713 | 0 | 1286.71 | 1230.25 | 2122.71 | 142.832 | 11607.7 | 419.683 | 4490.06 | 1545 | 6454.74
2019-04-14 13:09 | RIBD\ED9\ED9_CZ16_2100_ELEC.RIBD19 | v30 16 S21 G20 M02 | 16 | 1 | 2100 | Proposed and Standard | FAIL | -14.45 | -6 | -24.4 | 72.8 | 4589.41 | 73.4385 | 198.399 | 3133.87 | 0 | 0 | 0 | 0 | 505.557 | 1952.52 | 2025.88 | 119.621 | 12598.7 | 7995.12 | 0 | 0 | 0 | 0 | 0 | 0 | 65.5 | 1.97 | 2.63 | 42.84 | 0 | 0 | 0 | 0 | 7.82 | 26.25 | 28.02 | 1.73 | 176.76 | 112.94 | 0 | 0.22199 | 0.022655 | 0.29669 | 0 | 0 | 0 | 0 | 0.13421 | 0.28683 | 0.30364 | 0.020387 | 1.2864 | 0.54134 | 5090.39 | 75.803 | 198.399 | 1538.96 | -4173.42 | 505.557 | 1949.43 | 2025.88 | 119.621 | 7330.62 | 6903.56 | 0 | 0 | 0 | 0 | 0 | 72.36 | 2.01 | 2.63 | 21.49 | -44.65 | 7.82 | 26.21 | 28.02 | 1.73 | 117.62 | 98.49 | 0 | 0.22506 | 0.022655 | 0.069901 | 0 | 0.13421 | 0.28613 | 0.30364 | 0.020387 | 1.062 | 0.31761 | BEMCmpMgr 2019.0.11 Alpha (1312) | CSE19 0.860.0 EXE | MPCBECC | Propane | -0.22443 | -0.22373 | -50.3 | -14.7 | 4589.41 | 73.4385 | 198.399 | 3133.87 | 0 | 0 | 0 | 0 | 505.557 | 1952.52 | 2025.88 | 119.621 | 12598.7 | 0 | 0 | 0 | 0 | 0 | 65.5 | 1.97 | 2.63 | 42.84 | 0 | 0 | 0 | 0 | 7.82 | 26.25 | 28.02 | 1.73 | 176.76 | 0 | 0.22199 | 0.022655 | 0.29669 | 0 | 0 | 0 | 0 | 0.13421 | 0.28683 | 0.30364 | 0.020387 | 1.2864 | 6037.25 | 239.715 | 198.399 | 3273.42 | 2135 | 2349 | 2531 | 297.5 | 17061.3 | 0 | 0 | 0 | 0 | 84.58 | 5.51 | 2.63 | 44.78 | 33.06 | 32.28 | 35.29 | 4.72 | 242.85 | 84.58 | 5.51 | 2.63 | 44.78 | 33.06 | 32.28 | 35.29 | 4.72 | 242.85 | 0 | 0.53607 | 0.022655 | 0.29978 | 0.62343 | 0.35042 | 0.41447 | 0.06293 | 2.3098 | 72.8 | 0 | 72.8 | 66.8 | 18.4 | 48.4 | 112.94 | 0 | 98.49 | 0 | 112.94 | 0 | 137.5 | 0 | [5 empty] | 4174.65 | 2.4569 | 0 | 0 | 2.38 | 0.24 | 0.19 | 1.78 |  |  | 918.612 | 19.7626 | 36.791 | 538.891 | 0 | 0 | 0 | 0 | 110.455 | 334.93 | 395.209 | 26.3203 | 2380.97 | 0 | 0 | 0 | 0 | 0 | 1022.86 | 20.2465 | 36.791 | 264.304 | -430.677 | 110.455 | 334.381 | 395.209 | 26.3203 | 1779.89 | 0 | 0 | 0 | 0 | 1185.34 | 59.6677 | 36.791 | 565.178 | 466.012 | 457.129 | 502.216 | 78.6174 | 3350.95 | 0 | 0 | 0 | 0
2019-04-14 13:09 | RIBD\ED9\ED9_CZ16_2100_NGAS.RIBD19 | v30 16 S21 G20 M01 | 16 | 1 | 2100 | Proposed and Standard | FAIL | 1.92 | 0.8 | -17.9 | 49.2 | 261.133 | 75.1371 | 198.399 | 0 | 0 | 0 | 0 | 0 | 505.557 | 898.946 | 2025.88 | 119.621 | 4084.68 | 534.669 | 386.379 | 133.734 | 0 | 42.7925 | 562.905 | 520.113 | 43.51 | 2.01 | 2.63 | 12.78 | 0 | 0 | 0 | 0 | 7.82 | 16.24 | 28.02 | 1.73 | 114.74 | 60.93 | 0 | 0.22678 | 0.022655 | 0 | 0 | 0 | 0 | 0 | 0.13421 | 0.13939 | 0.30364 | 0.020387 | 0.84707 | 0.24943 | 266.523 | 75.7399 | 198.399 | 85.2323 | -4175.8 | 505.557 | 898.845 | 2025.88 | 119.621 | 0.00011237 | 625.894 | 394.355 | 132.452 | 42.7925 | 569.6 | 526.807 | 44.39 | 2.03 | 2.63 | 13.8 | -43.5 | 7.82 | 16.24 | 28.02 | 1.73 | 73.16 | 62.85 | 0 | 0.22874 | 0.022655 | 0.014324 | 0 | 0.13421 | 0.13939 | 0.30364 | 0.020387 | 0.86335 | 0.26571 | BEMCmpMgr 2019.0.11 Alpha (1312) | CSE19 0.860.0 EXE | MPCBECC | Natural Gas | 0.016284 | 0.01628 | -56.8 | 3.1 | 261.133 | 75.1371 | 198.399 | 0 | 0 | 0 | 0 | 0 | 505.557 | 898.946 | 2025.88 | 119.621 | 4084.68 | 386.379 | 133.734 | 0 | 42.7925 | 562.905 | 43.51 | 2.01 | 2.63 | 12.78 | 0 | 0 | 0 | 0 | 7.82 | 16.24 | 28.02 | 1.73 | 114.74 | 0 | 0.22678 | 0.022655 | 0 | 0 | 0 | 0 | 0 | 0.13421 | 0.13939 | 0.30364 | 0.020387 | 0.84707 | 592.716 | 255.409 | 198.399 | 0 | 2135 | 930.001 | 2637.81 | 297.5 | 7046.84 | 494.614 | 187.52 | 65.4 | 747.533 | 81.0271 | 5.86 | 2.63 | 45.9487 | 33.06 | 23.3421 | 36.78 | 4.72 | 233.368 | 59.2 | 5.86 | 2.63 | 17.92 | 33.06 | 18.68 | 36.78 | 4.72 | 178.85 | 0 | 0.56954 | 0.022655 | 0 | 0.62343 | 0.11804 | 0.43196 | 0.06293 | 1.8286 | 49.2 | 0 | 49.2 | 50 | 18.7 | 31.3 | 8.41 | 52.52 | 9.66 | 53.19 | 8.41 | 52.52 | 16.76 | 118.706 | [5 empty] | 4177.02 | 2.4583 | 0 | 0 | 3.79 | 0.18 | 0.25 | 3.41 |  |  | 49.599 | 20.2169 | 36.791 | 0 | 0 | 0 | 0 | 0 | 110.455 | 164.163 | 395.209 | 26.3203 | 802.754 | 2050.53 | 709.73 | 0 | 227.101 | 2987.36 | 50.6066 | 20.377 | 36.791 | 15.3592 | -430.923 | 110.455 | 164.143 | 395.209 | 26.3203 | 388.338 | 2092.85 | 702.928 | 227.101 | 3022.88 | 115.96 | 63.5651 | 36.791 | 0 | 466.012 | 175.562 | 523.41 | 78.6174 | 1459.92 | 2624.93 | 995.173 | 347.08 | 3967.18
2019-04-14 13:09 | RIBD\ED9\ED9_CZ16_2700_ELEC.RIBD19 | v30 16 S27 G20 M02 | 16 | 1 | 2700 | Proposed and Standard | FAIL | -14.37 | -6.1 | -23.9 | 68.9 | 5062.94 | 209.447 | 247.083 | 3503.27 | 0 | 0 | 0 | 0 | 615.745 | 2202.88 | 2371.31 | 151.515 | 14364.2 | 9022.74 | 0 | 0 | 0 | 0 | 0 | 0 | 56.44 | 4.34 | 2.55 | 38.16 | 0 | 0 | 0 | 0 | 7.41 | 24.57 | 25.49 | 1.7 | 160.66 | 101.49 | 0 | 0.62506 | 0.028214 | 0.48052 | 0 | 0 | 0 | 0 | 0.16346 | 0.47459 | 0.35412 | 0.025823 | 2.1518 | 1.1338 | 5587.41 | 218.331 | 247.083 | 1596.43 | -4993.24 | 615.745 | 2197.19 | 2371.31 | 151.515 | 7991.78 | 7649.26 | 0 | 0 | 0 | 0 | 0 | 61.95 | 4.52 | 2.55 | 18.1 | -41.49 | 7.41 | 24.52 | 25.49 | 1.7 | 104.75 | 87.12 | 0 | 0.64907 | 0.028214 | 0.10359 | 0 | 0.16346 | 0.47389 | 0.35412 | 0.025823 | 1.7982 | 0.78087 | BEMCmpMgr 2019.0.11 Alpha (1312) | CSE19 0.860.0 EXE | MPCBECC | Propane | -0.35361 | -0.35292 | -53.4 | -16.5 | 5062.94 | 209.447 | 247.083 | 3503.27 | 0 | 0 | 0 | 0 | 615.745 | 2202.88 | 2371.31 | 151.515 | 14364.2 | 0 | 0 | 0 | 0 | 0 | 56.44 | 4.34 | 2.55 | 38.16 | 0 | 0 | 0 | 0 | 7.41 | 24.57 | 25.49 | 1.7 | 160.66 | 0 | 0.62506 | 0.028214 | 0.48052 | 0 | 0 | 0 | 0 | 0.16346 | 0.47459 | 0.35412 | 0.025823 | 2.1518 | 7651.58 | 544.689 | 247.083 | 3642.29 | 2615 | 2596 | 3146.01 | 327.5 | 20770.2 | 0 | 0 | 0 | 0 | 84.23 | 9.09 | 2.55 | 39.71 | 31.5 | 27.78 | 34.12 | 4.04 | 233.02 | 84.23 | 9.09 | 2.55 | 39.71 | 31.5 | 27.78 | 34.12 | 4.04 | 233.02 | 0 | 1.0513 | 0.028214 | 0.49525 | 0.76359 | 0.38997 | 0.51519 | 0.069276 | 3.3127 | 68.9 | 0 | 68.9 | 62.8 | 17.8 | 45 | 101.49 | 0 | 87.12 | 0 | 101.49 | 0 | 135.58 | 0 | [5 empty] | 4994.7 | 2.9395 | 0 | 0 | 2.76 | 0.29 | 0.23 | 2.01 |  |  | 1016.66 | 56.859 | 45.8188 | 623.536 | 0 | 0 | 0 | 0 | 134.529 | 386.131 | 462.36 | 33.3379 | 2759.23 | 0 | 0 | 0 | 0 | 0 | 1124.05 | 59.2029 | 45.8188 | 278.833 | -515.278 | 134.529 | 385.12 | 462.36 | 33.3379 | 2007.97 | 0 | 0 | 0 | 0 | 1507.33 | 130.422 | 45.8188 | 650.498 | 570.783 | 505.907 | 624.249 | 86.5452 | 4121.56 | 0 | 0 | 0 | 0
2019-04-14 13:09 | RIBD\ED9\ED9_CZ16_2700_NGAS.RIBD19 | v30 16 S27 G20 M01 | 16 | 1 | 2700 | Proposed and Standard | FAIL | 2.13 | 1 | -17.3 | 47 | 285.74 | 211.946 | 247.083 | 0 | 0 | 0 | 0 | 0 | 615.745 | 1012.84 | 2371.31 | 151.515 | 4896.17 | 744.769 | 422.789 | 150.435 | 0 | 48.2342 | 621.458 | 573.224 | 37.08 | 4.39 | 2.55 | 11.15 | 0 | 0 | 0 | 0 | 7.41 | 14.47 | 25.49 | 1.7 | 104.24 | 55.17 | 0 | 0.63304 | 0.028214 | 0 | 0 | 0 | 0 | 0 | 0.16346 | 0.17598 | 0.35412 | 0.025823 | 1.3806 | 0.66125 | 297.133 | 212.452 | 247.083 | 87.7597 | -4995.52 | 615.745 | 1012.52 | 2371.31 | 151.515 | -0.0002315 | 844.428 | 439.646 | 146.918 | 48.2342 | 634.799 | 586.564 | 38.54 | 4.4 | 2.55 | 11.81 | -40.45 | 7.41 | 14.46 | 25.49 | 1.7 | 65.91 | 57.3 | 0 | 0.63351 | 0.028214 | 0.012978 | 0 | 0.16346 | 0.17598 | 0.35412 | 0.025823 | 1.3941 | 0.6747 | BEMCmpMgr 2019.0.11 Alpha (1312) | CSE19 0.860.0 EXE | MPCBECC | Natural Gas | 0.013448 | 0.013449 | -58.2 | 3.7 | 285.74 | 211.946 | 247.083 | 0 | 0 | 0 | 0 | 0 | 615.745 | 1012.84 | 2371.31 | 151.515 | 4896.17 | 422.789 | 150.435 | 0 | 48.2342 | 621.458 | 37.08 | 4.39 | 2.55 | 11.15 | 0 | 0 | 0 | 0 | 7.41 | 14.47 | 25.49 | 1.7 | 104.24 | 0 | 0.63304 | 0.028214 | 0 | 0 | 0 | 0 | 0 | 0.16346 | 0.17598 | 0.35412 | 0.025823 | 1.3806 | 755.716 | 567.43 | 247.083 | 0 | 2615 | 989.001 | 3267.2 | 327.5 | 8768.93 | 630.636 | 202.642 | 73.4 | 906.678 | 80.3757 | 9.42 | 2.55 | 38.5128 | 31.5 | 19.8061 | 35.43 | 4.04 | 221.635 | 58.75 | 9.42 | 2.55 | 15.02 | 31.5 | 15.74 | 35.43 | 4.04 | 172.45 | 0 | 1.0813 | 0.028214 | 0 | 0.76359 | 0.12681 | 0.53503 | 0.069276 | 2.6042 | 47 | 0 | 47 | 48 | 18.3 | 29.7 | 10.17 | 45 | 11.23 | 46.07 | 10.17 | 45 | 20.26 | 110.599 | [5 empty] | 4996.98 | 2.9408 | 0 | 0 | 4.27 | 0.22 | 0.3 | 3.85 |  |  | 54.504 | 57.5205 | 45.8188 | 0 | 0 | 0 | 0 | 0 | 134.529 | 186.643 | 462.36 | 33.3379 | 974.713 | 2243.75 | 798.364 | 0 | 255.98 | 3298.1 | 56.6516 | 57.6219 | 45.8188 | 15.8622 | -515.513 | 134.529 | 186.583 | 462.36 | 33.3379 | 477.25 | 2333.22 | 779.699 | 255.98 | 3368.9 | 148.473 | 135.877 | 45.8188 | 0 | 570.783 | 187.036 | 648.296 | 86.5452 | 1822.83 | 3346.8 | 1075.43 | 389.536 | 4811.77
2019-04-14 13:09 | RIBD\ED9\ED9_CZ16_6960_ELEC.RIBD19 | v30 16 S69 G15 M02 | 16 | 8 | 6960 | Proposed and Standard | FAIL | -38.21 | -13.4 | -39.2 | 79.3 | 9436.75 | 1213.91 | 785.772 | 16249.8 | 0 | 0 | 0 | 0 | 2033.7 | 11922.8 | 12062 | 433.914 | 54138.6 | 27686.2 | 0 | 0 | 0 | 0 | 0 | 0 | 40.5 | 8.35 | 3.14 | 66.26 | 0 | 0 | 0 | 0 | 9.49 | 48.14 | 50.4 | 1.89 | 228.17 | 118.25 | 0 | 2.6196 | 0.089726 | 1.2251 | 0 | 0 | 0 | 0 | 0.53989 | 1.4332 | 1.8235 | 0.073953 | 7.8049 | 3.9344 | 11667.9 | 977.243 | 785.772 | 4889.35 | -22800 | 2033.7 | 11888 | 12062 | 433.914 | 21937.9 | 18320.3 | 0 | 0 | 0 | 0 | 0 | 49.93 | 6.8 | 3.14 | 20.17 | -74.46 | 9.49 | 48.01 | 50.4 | 1.89 | 115.37 | 80.04 | 0 | 2.1706 | 0.089726 | 0.33777 | 0 | 0.53989 | 1.43 | 1.8235 | 0.073953 | 6.4654 | 2.5981 | BEMCmpMgr 2019.0.11 Alpha (1312) | CSE19 0.860.0 EXE | MPCBECC | Propane | -1.3396 | -1.3364 | -97.8 | -47.7 | 9436.75 | 1213.91 | 785.772 | 16249.8 | 0 | 0 | 0 | 0 | 2033.7 | 11922.8 | 12062 | 433.914 | 54138.6 | 0 | 0 | 0 | 0 | 0 | 40.5 | 8.35 | 3.14 | 66.26 | 0 | 0 | 0 | 0 | 9.49 | 48.14 | 50.4 | 1.89 | 228.17 | 0 | 2.6196 | 0.089726 | 1.2251 | 0 | 0 | 0 | 0 | 0.53989 | 1.4332 | 1.8235 | 0.073953 | 7.8049 | 14544.3 | 2817.02 | 785.772 | 17075.9 | 5894.96 | 15077.5 | 10697.7 | 540.499 | 67433.7 | 0 | 0 | 0 | 0 | 61.87 | 15.67 | 3.14 | 69.73 | 27.55 | 62.34 | 45.01 | 2.59 | 287.9 | 61.87 | 15.67 | 3.14 | 69.73 | 27.55 | 62.34 | 45.01 | 2.59 | 287.9 | 0 | 3.6406 | 0.089726 | 1.438 | 1.7213 | 2.2058 | 1.7518 | 0.11433 | 10.9616 | 79.3 | 0 | 79.3 | 65.9 | 25.8 | 40.1 | 118.25 | 0 | 80.04 | 0 | 118.25 | 0 | 150.41 | 0 | [5 empty] | 22806.7 | 13.4223 | 0 | 0 | 9.86 | 1.52 | 0.83 | 5.96 |  |  | 1835.4 | 325.979 | 145.713 | 2689.13 | 0 | 0 | 0 | 0 | 444.325 | 1969.41 | 2355.87 | 95.4742 | 9861.31 | 0 | 0 | 0 | 0 | 0 | 2212.86 | 262.128 | 145.713 | 831.169 | -2352.85 | 444.325 | 1962.92 | 2355.87 | 95.4742 | 5957.61 | 0 | 0 | 0 | 0 | 2835.93 | 647.092 | 145.713 | 2841.73 | 1286.71 | 2922.79 | 2122.71 | 142.832 | 12945.5 | 0 | 0 | 0 | 0
2019-04-14 13:09 | RIBD\ED9\ED9_CZ16_6960_NGAS.RIBD19 | v30 16 S69 G15 M01 | 16 | 8 | 6960 | Proposed and Standard | FAIL | 4.32 | 1.7 | -25.7 | 54.9 | 442.873 | 1194.16 | 785.772 | 0 | 0 | 0 | 0 | 0 | 2033.7 | 5287.29 | 12062 | 433.914 | 22239.7 | 2422.8 | 655.286 | 684.613 | 0 | 271.564 | 1611.46 | 1339.9 | 22.3 | 8.22 | 3.14 | 19.72 | 0 | 0 | 0 | 0 | 9.49 | 29.19 | 50.4 | 1.89 | 144.35 | 53.38 | 0 | 2.587 | 0.089726 | 0 | 0 | 0 | 0 | 0 | 0.53989 | 0.66886 | 1.8235 | 0.073953 | 5.7829 | 2.6767 | 470.579 | 1185.25 | 785.772 | 549.192 | -22803.3 | 2033.7 | 5282.95 | 12062 | 433.914 | -0.000327 | 2990.79 | 696.282 | 711.382 | 271.564 | 1679.23 | 1407.66 | 23.68 | 8.19 | 3.14 | 22.69 | -71.81 | 9.49 | 29.17 | 50.4 | 1.89 | 76.84 | 57.7 | 0 | 2.5885 | 0.089726 | 0.065314 | 0 | 0.53989 | 0.66879 | 1.8235 | 0.073953 | 5.8497 | 2.7436 | BEMCmpMgr 2019.0.11 Alpha (1312) | CSE19 0.860.0 EXE | MPCBECC | Natural Gas | 0.066826 | 0.066889 | -87.9 | 7.5 | 442.873 | 1194.16 | 785.772 | 0 | 0 | 0 | 0 | 0 | 2033.7 | 5287.29 | 12062 | 433.914 | 22239.7 | 655.286 | 684.613 | 0 | 271.564 | 1611.46 | 22.3 | 8.22 | 3.14 | 19.72 | 0 | 0 | 0 | 0 | 9.49 | 29.19 | 50.4 | 1.89 | 144.35 | 0 | 2.587 | 0.089726 | 0 | 0 | 0 | 0 | 0 | 0.53989 | 0.66886 | 1.8235 | 0.073953 | 5.7829 | 1366.91 | 2654.16 | 785.772 | 0 | 5894.96 | 6547.68 | 10697.7 | 540.499 | 28487.7 | 1140.67 | 1133.77 | 291.124 | 2565.57 | 58.81 | 14.9 | 3.14 | 69.4681 | 27.55 | 41.2814 | 45.01 | 2.59 | 262.75 | 41.32 | 14.9 | 3.14 | 32.65 | 27.55 | 34.76 | 45.01 | 2.59 | 201.92 | 0 | 3.5189 | 0.089726 | 0 | 1.7213 | 0.80892 | 1.7518 | 0.11433 | 8.0051 | 54.9 | 0 | 54.9 | 56.6 | 27.4 | 29.2 | 13.31 | 40.07 | 15.63 | 42.07 | 13.31 | 40.07 | 23.85 | 122.468 | [5 empty] | 22810 | 13.4242 | 0 | 0 | 12.95 | 1.07 | 1.29 | 11.05 |  |  | 81.3882 | 320.604 | 145.713 | 0 | 0 | 0 | 0 | 0 | 444.325 | 951.715 | 2355.87 | 95.4742 | 4395.09 | 3477.62 | 3633.27 | 0 | 1441.2 | 8552.09 | 86.5366 | 318.281 | 145.713 | 97.717 | -2353.19 | 444.325 | 950.894 | 2355.87 | 95.4742 | 2141.62 | 3695.19 | 3775.33 | 1441.2 | 8911.72 | 266.764 | 612.054 | 145.713 | 0 | 1286.71 | 1230.25 | 2122.71 | 142.832 | 5807.02 | 6053.59 | 6016.96 | 1545 | 13615.6